## CentralesEléctricasRenovabl1MW+
País | Nombre de la instalación | Propietario (Compañía) | Operador | Latitud | Longitud | Ciudad (Nombre del sitio) | Municipio | Estado / Provincia / Territorio | Código postal | Dirección | Capacidad total (MW) | Capacidad total renovable (MW) | Fuente primaria de energía | Fuente primaria de energía renovable | Carbón (MW) | Gas natural (MW) | Petróleo (MW) | Otros (MW) | Hidroeléctrica (MW) | Bombeo hidráhulico (MW) | Nuclear (MW) | Solar (MW) | Eólica (MW) | Geotérmica (MW) | Biomasa (MW) | Marea (MW) | Fuente de información | Periodo de referencia
Estados Unidos | Bankhead Dam | Alabama Power Co |  | 33.4587 | -87.3568 | Northport | Tuscaloosa | Alabama | 35476 | 19001 Lock 17 Road | 56 | 56 | Hidroeléctrica | Hidroeléctrica | 0 | 0 | 0 | 0 | 56 | 0 | 0 | 0 | 0 | 0 | 0 | 0 | EIA-860, EIA-860M and EIA-923 | 201603
Estados Unidos | Walter Bouldin Dam | Alabama Power Co |  | 32.5839 | -86.2831 | Wetumpka | Elmore | Alabama | 36092 | 750 Bouldin Dam Road | 225.9 | 225.9 | Hidroeléctrica | Hidroeléctrica | 0 | 0 | 0 | 0 | 225.9 | 0 | 0 | 0 | 0 | 0 | 0 | 0 | EIA-860, EIA-860M and EIA-923 | 201603
Estados Unidos | H Neely Henry Dam | Alabama Power Co |  | 33.7845 | -86.0524 | Ohatchee | Calhoun | Alabama | 36271 | 1021 Ala Highway 144 | 70 | 70 | Hidroeléctrica | Hidroeléctrica | 0 | 0 | 0 | 0 | 70 | 0 | 0 | 0 | 0 | 0 | 0 | 0 | EIA-860, EIA-860M and EIA-923 | 201603
Estados Unidos | Holt Dam | Alabama Power Co |  | 33.2553 | -87.4495 | Tuscaloosa | Tuscaloosa | Alabama | 35476 | 12117 Power Plant Road | 45 | 45 | Hidroeléctrica | Hidroeléctrica | 0 | 0 | 0 | 0 | 45 | 0 | 0 | 0 | 0 | 0 | 0 | 0 | EIA-860, EIA-860M and EIA-923 | 201603
Estados Unidos | Jordan Dam | Alabama Power Co |  | 32.6189 | -86.2548 | Wetumpka | Elmore | Alabama | 36092 | 6150Jordan Dam Lane | 100 | 100 | Hidroeléctrica | Hidroeléctrica | 0 | 0 | 0 | 0 | 100 | 0 | 0 | 0 | 0 | 0 | 0 | 0 | EIA-860, EIA-860M and EIA-923 | 201603
Estados Unidos | Logan Martin Dam | Alabama Power Co |  | 33.4259 | -86.3375 | Vincent | Talladega | Alabama | 35178 | 299 Logan Martin Road | 135 | 135 | Hidroeléctrica | Hidroeléctrica | 0 | 0 | 0 | 0 | 135 | 0 | 0 | 0 | 0 | 0 | 0 | 0 | EIA-860, EIA-860M and EIA-923 | 201603
Estados Unidos | Lay Dam | Alabama Power Co |  | 32.9633 | -86.5187 | Clanton | Chilton | Alabama | 35045 | 626 County Road 794 | 178.8 | 178.8 | Hidroeléctrica | Hidroeléctrica | 0 | 0 | 0 | 0 | 178.8 | 0 | 0 | 0 | 0 | 0 | 0 | 0 | EIA-860, EIA-860M and EIA-923 | 201603
Estados Unidos | Martin Dam | Alabama Power Co |  | 32.6804 | -85.9114 | Dadeville | Elmore | Alabama | 36078 | 675 Overlook Drive | 186 | 186 | Hidroeléctrica | Hidroeléctrica | 0 | 0 | 0 | 0 | 186 | 0 | 0 | 0 | 0 | 0 | 0 | 0 | EIA-860, EIA-860M and EIA-923 | 201603
Estados Unidos | Mitchell Dam | Alabama Power Co |  | 32.806 | -86.4449 | Verbena | Coosa | Alabama | 36091 | 2235 County Road 93 | 165.9 | 165.9 | Hidroeléctrica | Hidroeléctrica | 0 | 0 | 0 | 0 | 165.9 | 0 | 0 | 0 | 0 | 0 | 0 | 0 | EIA-860, EIA-860M and EIA-923 | 201603
Estados Unidos | Lewis Smith Dam | Alabama Power Co |  | 33.9406 | -87.1077 | Jasper | Walker | Alabama | 35501 | 640 Powerhouse Road | 180 | 180 | Hidroeléctrica | Hidroeléctrica | 0 | 0 | 0 | 0 | 180 | 0 | 0 | 0 | 0 | 0 | 0 | 0 | EIA-860, EIA-860M and EIA-923 | 201603
Estados Unidos | Thurlow Dam | Alabama Power Co |  | 32.5354 | -85.8876 | Tallassee | Elmore | Alabama | 36078 | 249 Outer Drive | 78 | 78 | Hidroeléctrica | Hidroeléctrica | 0 | 0 | 0 | 0 | 78 | 0 | 0 | 0 | 0 | 0 | 0 | 0 | EIA-860, EIA-860M and EIA-923 | 201603
Estados Unidos | Weiss Dam | Alabama Power Co |  | 34.1721 | -85.7538 | Leesburg | Cherokee | Alabama | 35983 | 2500 County Road 20 | 74.1 | 74.1 | Hidroeléctrica | Hidroeléctrica | 0 | 0 | 0 | 0 | 74.1 | 0 | 0 | 0 | 0 | 0 | 0 | 0 | EIA-860, EIA-860M and EIA-923 | 201603
Estados Unidos | Yates Dam | Alabama Power Co |  | 32.5743 | -85.8901 | Tallassee | Elmore | Alabama | 36078 | County Road 44 | 47 | 47 | Hidroeléctrica | Hidroeléctrica | 0 | 0 | 0 | 0 | 47 | 0 | 0 | 0 | 0 | 0 | 0 | 0 | EIA-860, EIA-860M and EIA-923 | 201603
Estados Unidos | Rollins | Nevada Irrigation District |  | 39.1343 | -120.953 | Colfax | Placer | California | 95713 | 15531 Arrow Head Lane | 12.1 | 12.1 | Hidroeléctrica | Hidroeléctrica | 0 | 0 | 0 | 0 | 12.1 | 0 | 0 | 0 | 0 | 0 | 0 | 0 | EIA-860, EIA-860M and EIA-923 | 201603
Estados Unidos | Millers Ferry | USCE-Mobile District |  | 32.1009 | -87.3998 | Camden | Wilcox | Alabama | 36726 | 1606 Powerhouse Road | 90 | 90 | Hidroeléctrica | Hidroeléctrica | 0 | 0 | 0 | 0 | 90 | 0 | 0 | 0 | 0 | 0 | 0 | 0 | EIA-860, EIA-860M and EIA-923 | 201603
Estados Unidos | Guntersville | Tennessee Valley Authority |  | 34.4213 | -86.3939 | Guntersville | Marshall | Alabama | 35976 | 3464 Snow Point Rd. PO Box 399 | 122.7 | 122.7 | Hidroeléctrica | Hidroeléctrica | 0 | 0 | 0 | 0 | 122.7 | 0 | 0 | 0 | 0 | 0 | 0 | 0 | EIA-860, EIA-860M and EIA-923 | 201603
Estados Unidos | Wheeler Dam | Tennessee Valley Authority |  | 34.8069 | -87.3819 | Town Creek | Lawrence | Alabama | 35672 | 24455 Alabama Hwy 101 | 398.2 | 398.2 | Hidroeléctrica | Hidroeléctrica | 0 | 0 | 0 | 0 | 398.2 | 0 | 0 | 0 | 0 | 0 | 0 | 0 | EIA-860, EIA-860M and EIA-923 | 201603
Estados Unidos | Gantt | PowerSouth Energy Cooperative |  | 31.4033 | -86.4795 | Andalusia | Covington | Alabama | 36421 | 28605 Powerhouse Road | 2.8 | 2.8 | Hidroeléctrica | Hidroeléctrica | 0 | 0 | 0 | 0 | 2.8 | 0 | 0 | 0 | 0 | 0 | 0 | 0 | EIA-860, EIA-860M and EIA-923 | 201603
Estados Unidos | Point A | PowerSouth Energy Cooperative |  | 31.3611 | -86.5183 | Andalusia | Covington | Alabama | 36421 | 25482 Firetower Lane | 5.4 | 5.4 | Hidroeléctrica | Hidroeléctrica | 0 | 0 | 0 | 0 | 5.4 | 0 | 0 | 0 | 0 | 0 | 0 | 0 | EIA-860, EIA-860M and EIA-923 | 201603
Estados Unidos | Annex Creek | Alaska Electric Light&Power Co |  | 58.3176 | -134.101 | Juneau | Juneau | Alaska | 99801 | Annex Creek | 3.6 | 3.6 | Hidroeléctrica | Hidroeléctrica | 0 | 0 | 0 | 0 | 3.6 | 0 | 0 | 0 | 0 | 0 | 0 | 0 | EIA-860, EIA-860M and EIA-923 | 201603
Estados Unidos | Gold Creek | Alaska Electric Light&Power Co |  | 58.3107 | -134.417 | Juneau | Juneau | Alaska | 99801 | 700 Capital Ave. | 9.7 | 1.6 | Petróleo | Hidroeléctrica | 0 | 0 | 8.1 | 0 | 1.6 | 0 | 0 | 0 | 0 | 0 | 0 | 0 | EIA-860, EIA-860M and EIA-923 | 201603
Estados Unidos | Salmon Creek 1 | Alaska Electric Light&Power Co |  | 58.3269 | -134.463 | Juneau | Juneau | Alaska | 99801 | 2750 Channel Vista Dr. | 5.2 | 5.2 | Hidroeléctrica | Hidroeléctrica | 0 | 0 | 0 | 0 | 5.2 | 0 | 0 | 0 | 0 | 0 | 0 | 0 | EIA-860, EIA-860M and EIA-923 | 201603
Estados Unidos | Skagway | Alaska Power and Telephone Co |  | 59.4545 | -135.313 | Skagway | Skagway Hoonah Angoon | Alaska | 99840 | 110 Spring St | 4.4 | 1 | Petróleo | Hidroeléctrica | 0 | 0 | 3.4 | 0 | 1 | 0 | 0 | 0 | 0 | 0 | 0 | 0 | EIA-860, EIA-860M and EIA-923 | 201603
Estados Unidos | Swan Lake | Ketchikan Public Utilities |  | 55.6139 | -131.354 | Ketchikan | Ketchikan Gateway | Alaska | 99901 | (no street; very remote) | 22.4 | 22.4 | Hidroeléctrica | Hidroeléctrica | 0 | 0 | 0 | 0 | 22.4 | 0 | 0 | 0 | 0 | 0 | 0 | 0 | EIA-860, EIA-860M and EIA-923 | 201603
Estados Unidos | Terror Lake | Kodiak Electric Assn Inc |  | 57.6861 | -152.895 | Kodiak | Kodiak Island | Alaska | 99615 | 20 miles southwest of Kodiak | 33.6 | 33.6 | Hidroeléctrica | Hidroeléctrica | 0 | 0 | 0 | 0 | 33.6 | 0 | 0 | 0 | 0 | 0 | 0 | 0 | EIA-860, EIA-860M and EIA-923 | 201603
Estados Unidos | Venice Hydro | Metropolitan Water District of S CA |  | 34.0113 | -118.417 | Culver City | Los Angeles | California | 90230 | 3815 Sepulveda Blvd | 10.1 | 10.1 | Hidroeléctrica | Hidroeléctrica | 0 | 0 | 0 | 0 | 10.1 | 0 | 0 | 0 | 0 | 0 | 0 | 0 | EIA-860, EIA-860M and EIA-923 | 201603
Estados Unidos | Eklutna Hydro Project | Anchorage Municipal Light and Power |  | 61.4752 | -149.15 | Palmer | Matanuska Susitna | Alaska | 99645 | Mile 4 Old Glenn Hwy. | 44.4 | 44.4 | Hidroeléctrica | Hidroeléctrica | 0 | 0 | 0 | 0 | 44.4 | 0 | 0 | 0 | 0 | 0 | 0 | 0 | EIA-860, EIA-860M and EIA-923 | 201603
Estados Unidos | Snettisham | Alaska Electric Light&Power Co |  | 58.1415 | -133.737 | Juneau | Juneau | Alaska | 99801 | Port Snettisham | 78 | 78 | Hidroeléctrica | Hidroeléctrica | 0 | 0 | 0 | 0 | 78 | 0 | 0 | 0 | 0 | 0 | 0 | 0 | EIA-860, EIA-860M and EIA-923 | 201603
Estados Unidos | Ketchikan | Ketchikan Public Utilities |  | 55.3446 | -131.633 | Ketchikan | Ketchikan Gateway | Alaska | 99901 | 1037 Fair St. | 4.2 | 4.2 | Hidroeléctrica | Hidroeléctrica | 0 | 0 | 0 | 0 | 4.2 | 0 | 0 | 0 | 0 | 0 | 0 | 0 | EIA-860, EIA-860M and EIA-923 | 201603
Estados Unidos | Ashokan | New York Power Authority |  | 41.949 | -74.2063 | Kingston | Ulster | New York | 12401 | Route 28A | 4.6 | 4.6 | Hidroeléctrica | Hidroeléctrica | 0 | 0 | 0 | 0 | 4.6 | 0 | 0 | 0 | 0 | 0 | 0 | 0 | EIA-860, EIA-860M and EIA-923 | 201603
Estados Unidos | Snake River | Nome Joint Utility Systems |  | 64.5059 | -165.429 | Nome | Nome | Alaska | 99762 | 1226 Port Road | 19 | 2.6 | Petróleo | Eólica | 0 | 0 | 16.4 | 0 | 0 | 0 | 0 | 0 | 2.6 | 0 | 0 | 0 | EIA-860, EIA-860M and EIA-923 | 201603
Estados Unidos | Petersburg | Petersburg Borough - (AK) |  | 56.811 | -132.957 | Petersburg | Wrangell Petersburg | Alaska | 99833 | 11 S. Nordic Drive | 12.6 | 1.6 | Petróleo | Hidroeléctrica | 0 | 0 | 11 | 0 | 1.6 | 0 | 0 | 0 | 0 | 0 | 0 | 0 | EIA-860, EIA-860M and EIA-923 | 201603
Estados Unidos | Blue Lake Hydro | City & Borough of Sitka - (AK) |  | 57.0516 | -135.23 | Sitka | Sitka | Alaska | 99835 | SMC | 15.9 | 15.9 | Hidroeléctrica | Hidroeléctrica | 0 | 0 | 0 | 0 | 15.9 | 0 | 0 | 0 | 0 | 0 | 0 | 0 | EIA-860, EIA-860M and EIA-923 | 201603
Estados Unidos | South Consolidated | Salt River Project |  | 33.4665 | -111.781 | Phoenix | Maricopa | Arizona | 85072 | P.O. Box 52025 MS PAB221 | 1.4 | 1.4 | Hidroeléctrica | Hidroeléctrica | 0 | 0 | 0 | 0 | 1.4 | 0 | 0 | 0 | 0 | 0 | 0 | 0 | EIA-860, EIA-860M and EIA-923 | 201603
Estados Unidos | J S Eastwood | Southern California Edison Co |  | 37.1479 | -119.257 | Shaver Lake | Fresno | California | 93664 | Hwy 168 Sierra National Forest | 199.8 | 199.8 | Bombeo hidráulico | Bombeo hidráulico | 0 | 0 | 0 | 0 | 0 | 199.8 | 0 | 0 | 0 | 0 | 0 | 0 | EIA-860, EIA-860M and EIA-923 | 201603
Estados Unidos | Crosscut | Salt River Project |  | 33.4394 | -111.946 | Tempe | Maricopa | Arizona | 85281 | 998 W. Washington St. | 3 | 3 | Hidroeléctrica | Hidroeléctrica | 0 | 0 | 0 | 0 | 3 | 0 | 0 | 0 | 0 | 0 | 0 | 0 | EIA-860, EIA-860M and EIA-923 | 201603
Estados Unidos | Horse Mesa | Salt River Project |  | 33.5907 | -111.344 | Phoenix | Maricopa | Arizona | 85072 | P.O. Box 52025 MS PAB 221 | 149 | 149 | Bombeo hidráulico | Bombeo hidráulico | 0 | 0 | 0 | 0 | 30 | 119 | 0 | 0 | 0 | 0 | 0 | 0 | EIA-860, EIA-860M and EIA-923 | 201603
Estados Unidos | Mormon Flat | Salt River Project |  | 33.5536 | -111.443 | Phoenix | Maricopa | Arizona | 85072 | P.O. Box 52025 MS PAB 221 | 68.8 | 68.8 | Bombeo hidráulico | Bombeo hidráulico | 0 | 0 | 0 | 0 | 11.5 | 57.3 | 0 | 0 | 0 | 0 | 0 | 0 | EIA-860, EIA-860M and EIA-923 | 201603
Estados Unidos | Roosevelt | Salt River Project |  | 33.6711 | -111.162 | Phoenix | Maricopa | Arizona | 85072 | P.O. Box 52025 PAB 221 | 36 | 36 | Hidroeléctrica | Hidroeléctrica | 0 | 0 | 0 | 0 | 36 | 0 | 0 | 0 | 0 | 0 | 0 | 0 | EIA-860, EIA-860M and EIA-923 | 201603
Estados Unidos | Stewart Mountain | Salt River Project |  | 33.5661 | -111.536 | Phoenix | Maricopa | Arizona | 85072 | P.O. Box 52025 PAB 221 | 13 | 13 | Hidroeléctrica | Hidroeléctrica | 0 | 0 | 0 | 0 | 13 | 0 | 0 | 0 | 0 | 0 | 0 | 0 | EIA-860, EIA-860M and EIA-923 | 201603
Estados Unidos | Davis Dam | U S Bureau of Reclamation |  | 35.197 | -114.571 | Kingman | Mohave | Arizona | 86430 | N/A | 254.8 | 254.8 | Hidroeléctrica | Hidroeléctrica | 0 | 0 | 0 | 0 | 254.8 | 0 | 0 | 0 | 0 | 0 | 0 | 0 | EIA-860, EIA-860M and EIA-923 | 201603
Estados Unidos | Glen Canyon Dam | U S Bureau of Reclamation |  | 36.9366 | -111.484 | Page | Coconino | Arizona | 86040 | N/A | 1312 | 1312 | Hidroeléctrica | Hidroeléctrica | 0 | 0 | 0 | 0 | 1312 | 0 | 0 | 0 | 0 | 0 | 0 | 0 | EIA-860, EIA-860M and EIA-923 | 201603
Estados Unidos | Hoover Dam (NV) | U S Bureau of Reclamation |  | 36.0155 | -114.738 | Boulder City | Clark | Nevada | 89006 | N/A | 1039.4 | 1039.4 | Hidroeléctrica | Hidroeléctrica | 0 | 0 | 0 | 0 | 1039.4 | 0 | 0 | 0 | 0 | 0 | 0 | 0 | EIA-860, EIA-860M and EIA-923 | 201603
Estados Unidos | Lake Creek Dam | Heber Light & Power Company |  | 40.4936 | -111.313 | Heber City | Wasatch | Utah | 84032 | 2400 East Center | 1 | 1 | Hidroeléctrica | Hidroeléctrica | 0 | 0 | 0 | 0 | 1 | 0 | 0 | 0 | 0 | 0 | 0 | 0 | EIA-860, EIA-860M and EIA-923 | 201603
Estados Unidos | Turlock Lake | Turlock Irrigation District |  | 37.6115 | -120.595 | Hickman | Stanislaus | California | 95323 | 21642 Davis Road | 3.3 | 3.3 | Hidroeléctrica | Hidroeléctrica | 0 | 0 | 0 | 0 | 3.3 | 0 | 0 | 0 | 0 | 0 | 0 | 0 | EIA-860, EIA-860M and EIA-923 | 201603
Estados Unidos | Hickman | Turlock Irrigation District |  | 37.6215 | -120.746 | Hickman | Stanislaus | California | 95323 | 779 Main Canal | 1 | 1 | Hidroeléctrica | Hidroeléctrica | 0 | 0 | 0 | 0 | 1 | 0 | 0 | 0 | 0 | 0 | 0 | 0 | EIA-860, EIA-860M and EIA-923 | 201603
Estados Unidos | Carpenter | Entergy Arkansas Inc |  | 34.4425 | -93.0262 | Hot Springs | Garland | Arkansas | 71901 | 1398 Carpenter Dam Road | 61.6 | 61.6 | Hidroeléctrica | Hidroeléctrica | 0 | 0 | 0 | 0 | 61.6 | 0 | 0 | 0 | 0 | 0 | 0 | 0 | EIA-860, EIA-860M and EIA-923 | 201603
Estados Unidos | Remmel | Entergy Arkansas Inc |  | 34.4272 | -92.8941 | Malvern | Hot Spring | Arkansas | 72104 | RR 5, Box 342 | 11.7 | 11.7 | Hidroeléctrica | Hidroeléctrica | 0 | 0 | 0 | 0 | 11.7 | 0 | 0 | 0 | 0 | 0 | 0 | 0 | EIA-860, EIA-860M and EIA-923 | 201603
Estados Unidos | Beaver Dam | USCE-Little Rock District |  | 36.4215 | -93.8474 | Eureka Springs | Carroll | Arkansas | 72631 | 774 Dam Site River Raod | 128.8 | 128.8 | Hidroeléctrica | Hidroeléctrica | 0 | 0 | 0 | 0 | 128.8 | 0 | 0 | 0 | 0 | 0 | 0 | 0 | EIA-860, EIA-860M and EIA-923 | 201603
Estados Unidos | Degray | USCE -Vickburg District |  | 34.2119 | -93.111 | Arkadelphia | Clark | Arkansas | 71923 | 848 Channel Rd | 68 | 68 | Hidroeléctrica | Hidroeléctrica | 0 | 0 | 0 | 0 | 40 | 28 | 0 | 0 | 0 | 0 | 0 | 0 | EIA-860, EIA-860M and EIA-923 | 201603
Estados Unidos | Greers Ferry Lake | USCE-Little Rock District |  | 35.5207 | -91.9953 | HEBER SPRINGS | Cleburne | Arkansas | 72543 | P.O. BOX 1088 | 90 | 90 | Hidroeléctrica | Hidroeléctrica | 0 | 0 | 0 | 0 | 90 | 0 | 0 | 0 | 0 | 0 | 0 | 0 | EIA-860, EIA-860M and EIA-923 | 201603
Estados Unidos | Narrows (AR) | USCE -Vickburg District |  | 34.1484 | -93.7152 | Murfreesboro | Pike | Arkansas | 71958 | 2859 HWY 19 North | 29.1 | 29.1 | Hidroeléctrica | Hidroeléctrica | 0 | 0 | 0 | 0 | 29.1 | 0 | 0 | 0 | 0 | 0 | 0 | 0 | EIA-860, EIA-860M and EIA-923 | 201603
Estados Unidos | Norfork | USCE-Little Rock District |  | 36.2491 | -92.2401 | MOUNTAIN HOME | Baxter | Arkansas | 72653 | PO BOX 369 | 80 | 80 | Hidroeléctrica | Hidroeléctrica | 0 | 0 | 0 | 0 | 80 | 0 | 0 | 0 | 0 | 0 | 0 | 0 | EIA-860, EIA-860M and EIA-923 | 201603
Estados Unidos | Blakely Mountain | USCE -Vickburg District |  | 34.571 | -93.1944 | Royal | Garland | Arkansas | 71968 | 1111 Blakely Dam Road | 75 | 75 | Hidroeléctrica | Hidroeléctrica | 0 | 0 | 0 | 0 | 75 | 0 | 0 | 0 | 0 | 0 | 0 | 0 | EIA-860, EIA-860M and EIA-923 | 201603
Estados Unidos | Bull Shoals | USCE-Little Rock District |  | 36.3635 | -92.5763 | MOUNTAIN HOME | Marion | Arkansas | 72653 | 324 W 7TH | 370 | 370 | Hidroeléctrica | Hidroeléctrica | 0 | 0 | 0 | 0 | 370 | 0 | 0 | 0 | 0 | 0 | 0 | 0 | EIA-860, EIA-860M and EIA-923 | 201603
Estados Unidos | Dardanelle | USCE-Little Rock District |  | 35.2503 | -93.1686 | RUSSELLVILLE | Pope | Arkansas | 72801 | PO BOX 1087 | 140 | 140 | Hidroeléctrica | Hidroeléctrica | 0 | 0 | 0 | 0 | 140 | 0 | 0 | 0 | 0 | 0 | 0 | 0 | EIA-860, EIA-860M and EIA-923 | 201603
Estados Unidos | Alta Powerhouse | Pacific Gas & Electric Co |  | 39.216 | -120.804 | Alta | Placer | California | 95701 | NA | 1 | 1 | Hidroeléctrica | Hidroeléctrica | 0 | 0 | 0 | 0 | 1 | 0 | 0 | 0 | 0 | 0 | 0 | 0 | EIA-860, EIA-860M and EIA-923 | 201603
Estados Unidos | Balch 1 | Pacific Gas & Electric Co |  | 36.9091 | -119.088 | Balch Camp | Fresno | California | 93649 | Trimmer Springs Road | 34 | 34 | Hidroeléctrica | Hidroeléctrica | 0 | 0 | 0 | 0 | 34 | 0 | 0 | 0 | 0 | 0 | 0 | 0 | EIA-860, EIA-860M and EIA-923 | 201603
Estados Unidos | Balch 2 | Pacific Gas & Electric Co |  | 36.9089 | -119.088 | Balch Camp | Fresno | California | 93649 | Trimmer Springs Road | 105 | 105 | Hidroeléctrica | Hidroeléctrica | 0 | 0 | 0 | 0 | 105 | 0 | 0 | 0 | 0 | 0 | 0 | 0 | EIA-860, EIA-860M and EIA-923 | 201603
Estados Unidos | Belden | Pacific Gas & Electric Co |  | 40.0074 | -121.249 | Belden | Plumas | California | 95915 | NA | 125 | 125 | Hidroeléctrica | Hidroeléctrica | 0 | 0 | 0 | 0 | 125 | 0 | 0 | 0 | 0 | 0 | 0 | 0 | EIA-860, EIA-860M and EIA-923 | 201603
Estados Unidos | Bucks Creek | Pacific Gas & Electric Co |  | 39.9106 | -121.328 | Storrie | Plumas | California | 95980 | NA | 65 | 65 | Hidroeléctrica | Hidroeléctrica | 0 | 0 | 0 | 0 | 65 | 0 | 0 | 0 | 0 | 0 | 0 | 0 | EIA-860, EIA-860M and EIA-923 | 201603
Estados Unidos | Butt Valley | Pacific Gas & Electric Co |  | 40.1757 | -121.191 | Belden | Plumas | California | 95956 | Caribou-Pratville Road | 41 | 41 | Hidroeléctrica | Hidroeléctrica | 0 | 0 | 0 | 0 | 41 | 0 | 0 | 0 | 0 | 0 | 0 | 0 | EIA-860, EIA-860M and EIA-923 | 201603
Estados Unidos | Caribou 1 | Pacific Gas & Electric Co |  | 40.0855 | -121.148 | Belden | Plumas | California | 95956 | 1000 Caribou Road | 75 | 75 | Hidroeléctrica | Hidroeléctrica | 0 | 0 | 0 | 0 | 75 | 0 | 0 | 0 | 0 | 0 | 0 | 0 | EIA-860, EIA-860M and EIA-923 | 201603
Estados Unidos | Caribou 2 | Pacific Gas & Electric Co |  | 40.086 | -121.149 | Belden | Plumas | California | 95956 | 1000 Caribou Road | 120 | 120 | Hidroeléctrica | Hidroeléctrica | 0 | 0 | 0 | 0 | 120 | 0 | 0 | 0 | 0 | 0 | 0 | 0 | EIA-860, EIA-860M and EIA-923 | 201603
Estados Unidos | Centerville PH | Pacific Gas & Electric Co |  | 39.7889 | -121.657 | Chico | Butte | California | 95927 | Nimshew Stage Road | 6.4 | 6.4 | Hidroeléctrica | Hidroeléctrica | 0 | 0 | 0 | 0 | 6.4 | 0 | 0 | 0 | 0 | 0 | 0 | 0 | EIA-860, EIA-860M and EIA-923 | 201603
Estados Unidos | Chili Bar | Pacific Gas & Electric Co |  | 38.7718 | -120.813 | Placerville | El Dorado | California | 95667 | Highway 193 | 7 | 7 | Hidroeléctrica | Hidroeléctrica | 0 | 0 | 0 | 0 | 7 | 0 | 0 | 0 | 0 | 0 | 0 | 0 | EIA-860, EIA-860M and EIA-923 | 201603
Estados Unidos | Coleman PH | Pacific Gas & Electric Co |  | 40.4046 | -122.122 | Anderson | Shasta | California | 96022 | Coleman Fish Hatchery Road | 13 | 13 | Hidroeléctrica | Hidroeléctrica | 0 | 0 | 0 | 0 | 13 | 0 | 0 | 0 | 0 | 0 | 0 | 0 | EIA-860, EIA-860M and EIA-923 | 201603
Estados Unidos | Cow Creek | Pacific Gas & Electric Co |  | 40.5708 | -122.021 | Millville | Shasta | California | 96062 | South Cow Creek Road | 1.8 | 1.8 | Hidroeléctrica | Hidroeléctrica | 0 | 0 | 0 | 0 | 1.8 | 0 | 0 | 0 | 0 | 0 | 0 | 0 | EIA-860, EIA-860M and EIA-923 | 201603
Estados Unidos | Cresta | Pacific Gas & Electric Co |  | 39.8259 | -121.41 | Storrie | Butte | California | 95980 | NA | 70 | 70 | Hidroeléctrica | Hidroeléctrica | 0 | 0 | 0 | 0 | 70 | 0 | 0 | 0 | 0 | 0 | 0 | 0 | EIA-860, EIA-860M and EIA-923 | 201603
Estados Unidos | De Sabla | Pacific Gas & Electric Co |  | 39.8693 | -121.632 | Magalia | Butte | California | 95954 | De Sabla Powerhouse Road | 18.5 | 18.5 | Hidroeléctrica | Hidroeléctrica | 0 | 0 | 0 | 0 | 18.5 | 0 | 0 | 0 | 0 | 0 | 0 | 0 | EIA-860, EIA-860M and EIA-923 | 201603
Estados Unidos | Deer Creek PH | Pacific Gas & Electric Co |  | 39.2981 | -120.844 | Nevada City | Nevada | California | 95959 | Chalk Bluff Road | 5.7 | 5.7 | Hidroeléctrica | Hidroeléctrica | 0 | 0 | 0 | 0 | 5.7 | 0 | 0 | 0 | 0 | 0 | 0 | 0 | EIA-860, EIA-860M and EIA-923 | 201603
Estados Unidos | Drum 1 | Pacific Gas & Electric Co |  | 39.2569 | -120.767 | Alta | Placer | California | 95701 | Drum Powerhouse Road | 54 | 54 | Hidroeléctrica | Hidroeléctrica | 0 | 0 | 0 | 0 | 54 | 0 | 0 | 0 | 0 | 0 | 0 | 0 | EIA-860, EIA-860M and EIA-923 | 201603
Estados Unidos | Drum 2 | Pacific Gas & Electric Co |  | 39.2574 | -120.767 | Alta | Placer | California | 95701 | Drum Powerhouse Road | 49.5 | 49.5 | Hidroeléctrica | Hidroeléctrica | 0 | 0 | 0 | 0 | 49.5 | 0 | 0 | 0 | 0 | 0 | 0 | 0 | EIA-860, EIA-860M and EIA-923 | 201603
Estados Unidos | Dutch Flat | Pacific Gas & Electric Co |  | 39.217 | -120.836 | Alta | Placer | California | 95701 | Dutch Flat Road | 22 | 22 | Hidroeléctrica | Hidroeléctrica | 0 | 0 | 0 | 0 | 22 | 0 | 0 | 0 | 0 | 0 | 0 | 0 | EIA-860, EIA-860M and EIA-923 | 201603
Estados Unidos | El Dorado | El Dorado Irrigation District |  | 38.7936 | -120.619 | Pollock Pines | El Dorado | California | 95667 | 1000 Powerhouse Road | 20.6 | 20.6 | Hidroeléctrica | Hidroeléctrica | 0 | 0 | 0 | 0 | 20.6 | 0 | 0 | 0 | 0 | 0 | 0 | 0 | EIA-860, EIA-860M and EIA-923 | 201603
Estados Unidos | Electra | Pacific Gas & Electric Co |  | 38.331 | -120.67 | Jackson | Amador | California | 95642 | Electric Road off Highway 49 | 98 | 98 | Hidroeléctrica | Hidroeléctrica | 0 | 0 | 0 | 0 | 98 | 0 | 0 | 0 | 0 | 0 | 0 | 0 | EIA-860, EIA-860M and EIA-923 | 201603
Estados Unidos | Haas | Pacific Gas & Electric Co |  | 36.9274 | -119.02 | Balch Camp | Fresno | California | 93649 | Trimmer Springs Road | 144 | 144 | Hidroeléctrica | Hidroeléctrica | 0 | 0 | 0 | 0 | 144 | 0 | 0 | 0 | 0 | 0 | 0 | 0 | EIA-860, EIA-860M and EIA-923 | 201603
Estados Unidos | Halsey | Pacific Gas & Electric Co |  | 38.957 | -121.042 | Auburn | Placer | California | 95603 | Dry Creek Road | 11 | 11 | Hidroeléctrica | Hidroeléctrica | 0 | 0 | 0 | 0 | 11 | 0 | 0 | 0 | 0 | 0 | 0 | 0 | EIA-860, EIA-860M and EIA-923 | 201603
Estados Unidos | Hamilton Branch | Pacific Gas & Electric Co |  | 40.2687 | -121.089 | Penninsula Village | Plumas | California | 96137 | Lake Almanor | 4.8 | 4.8 | Hidroeléctrica | Hidroeléctrica | 0 | 0 | 0 | 0 | 4.8 | 0 | 0 | 0 | 0 | 0 | 0 | 0 | EIA-860, EIA-860M and EIA-923 | 201603
Estados Unidos | Hat Creek 1 | Pacific Gas & Electric Co |  | 40.9293 | -121.544 | Burney | Shasta | California | 96013 | Baun Lake Road, Star Route 1 | 8.5 | 8.5 | Hidroeléctrica | Hidroeléctrica | 0 | 0 | 0 | 0 | 8.5 | 0 | 0 | 0 | 0 | 0 | 0 | 0 | EIA-860, EIA-860M and EIA-923 | 201603
Estados Unidos | Hat Creek 2 | Pacific Gas & Electric Co |  | 40.9607 | -121.549 | Burney | Shasta | California | 96013 | Hat Creek #2 Powerhouse Rd. | 8.5 | 8.5 | Hidroeléctrica | Hidroeléctrica | 0 | 0 | 0 | 0 | 8.5 | 0 | 0 | 0 | 0 | 0 | 0 | 0 | EIA-860, EIA-860M and EIA-923 | 201603
Estados Unidos | Inskip | Pacific Gas & Electric Co |  | 40.401 | -121.965 | Manton | Tehama | California | 96059 | Manton-Viola Road | 8 | 8 | Hidroeléctrica | Hidroeléctrica | 0 | 0 | 0 | 0 | 8 | 0 | 0 | 0 | 0 | 0 | 0 | 0 | EIA-860, EIA-860M and EIA-923 | 201603
Estados Unidos | James B Black | Pacific Gas & Electric Co |  | 40.9923 | -121.975 | Big Bend | Shasta | California | 96065 | Pitt 5 Road | 172 | 172 | Hidroeléctrica | Hidroeléctrica | 0 | 0 | 0 | 0 | 172 | 0 | 0 | 0 | 0 | 0 | 0 | 0 | EIA-860, EIA-860M and EIA-923 | 201603
Estados Unidos | Kerckhoff | Pacific Gas & Electric Co |  | 37.0925 | -119.553 | Auberry | Fresno | California | 93602 | 11 | 25.2 | 25.2 | Hidroeléctrica | Hidroeléctrica | 0 | 0 | 0 | 0 | 25.2 | 0 | 0 | 0 | 0 | 0 | 0 | 0 | EIA-860, EIA-860M and EIA-923 | 201603
Estados Unidos | Kilarc | Pacific Gas & Electric Co |  | 40.6778 | -121.873 | Whitmore | Shasta | California | 96096 | Fern Road | 3.2 | 3.2 | Hidroeléctrica | Hidroeléctrica | 0 | 0 | 0 | 0 | 3.2 | 0 | 0 | 0 | 0 | 0 | 0 | 0 | EIA-860, EIA-860M and EIA-923 | 201603
Estados Unidos | Kings River PH | Pacific Gas & Electric Co |  | 36.8882 | -119.159 | Balch Camp | Fresno | California | 93649 | Trimmer Springs Road | 52 | 52 | Hidroeléctrica | Hidroeléctrica | 0 | 0 | 0 | 0 | 52 | 0 | 0 | 0 | 0 | 0 | 0 | 0 | EIA-860, EIA-860M and EIA-923 | 201603
Estados Unidos | Lime Saddle | Pacific Gas & Electric Co |  | 39.6988 | -121.571 | Oroville | Butte | California | 95965 | Pentz Road, Rural Route1 | 2 | 2 | Hidroeléctrica | Hidroeléctrica | 0 | 0 | 0 | 0 | 2 | 0 | 0 | 0 | 0 | 0 | 0 | 0 | EIA-860, EIA-860M and EIA-923 | 201603
Estados Unidos | Merced Falls | Pacific Gas & Electric Co |  | 37.523 | -120.33 | Snelling | Merced | California | 95369 | Merced Falls Road | 3.5 | 3.5 | Hidroeléctrica | Hidroeléctrica | 0 | 0 | 0 | 0 | 3.5 | 0 | 0 | 0 | 0 | 0 | 0 | 0 | EIA-860, EIA-860M and EIA-923 | 201603
Estados Unidos | Murphys | Utica Water & Power Authority |  | 38.1471 | -120.446 | Murphys | Calaveras | California | 95247 | Utica Power House Rd off Hwy 4 | 1.7 | 1.7 | Hidroeléctrica | Hidroeléctrica | 0 | 0 | 0 | 0 | 1.7 | 0 | 0 | 0 | 0 | 0 | 0 | 0 | EIA-860, EIA-860M and EIA-923 | 201603
Estados Unidos | Narrows PH | Pacific Gas & Electric Co |  | 39.2364 | -121.272 | Grass Valley | Nevada | California | 95945 | Engilebright Dam Road | 12 | 12 | Hidroeléctrica | Hidroeléctrica | 0 | 0 | 0 | 0 | 12 | 0 | 0 | 0 | 0 | 0 | 0 | 0 | EIA-860, EIA-860M and EIA-923 | 201603
Estados Unidos | Phoenix | Pacific Gas & Electric Co |  | 38.0321 | -120.327 | Sonora | Tuolumne | California | 95370 | Shaws Flat Road | 2 | 2 | Hidroeléctrica | Hidroeléctrica | 0 | 0 | 0 | 0 | 2 | 0 | 0 | 0 | 0 | 0 | 0 | 0 | EIA-860, EIA-860M and EIA-923 | 201603
Estados Unidos | Pit 1 | Pacific Gas & Electric Co |  | 40.9908 | -121.498 | Burney | Shasta | California | 96013 | Pit 1 Road, Star Route 1 | 61 | 61 | Hidroeléctrica | Hidroeléctrica | 0 | 0 | 0 | 0 | 61 | 0 | 0 | 0 | 0 | 0 | 0 | 0 | EIA-860, EIA-860M and EIA-923 | 201603
Estados Unidos | Pit 3 | Pacific Gas & Electric Co |  | 40.9974 | -121.748 | Burney | Shasta | California | 96013 | Pitt 3 Road, Star Route 1 | 69.9 | 69.9 | Hidroeléctrica | Hidroeléctrica | 0 | 0 | 0 | 0 | 69.9 | 0 | 0 | 0 | 0 | 0 | 0 | 0 | EIA-860, EIA-860M and EIA-923 | 201603
Estados Unidos | Pit 4 | Pacific Gas & Electric Co |  | 40.9864 | -121.849 | Big Bend | Shasta | California | 96011 | Pit River Road | 95 | 95 | Hidroeléctrica | Hidroeléctrica | 0 | 0 | 0 | 0 | 95 | 0 | 0 | 0 | 0 | 0 | 0 | 0 | EIA-860, EIA-860M and EIA-923 | 201603
Estados Unidos | Pit 5 | Pacific Gas & Electric Co |  | 40.9862 | -121.978 | Big Bend | Shasta | California | 96011 | Pit 5 Road | 160 | 160 | Hidroeléctrica | Hidroeléctrica | 0 | 0 | 0 | 0 | 160 | 0 | 0 | 0 | 0 | 0 | 0 | 0 | EIA-860, EIA-860M and EIA-923 | 201603
Estados Unidos | Pit 6 | Pacific Gas & Electric Co |  | 40.9226 | -121.993 | Montgomery Creek | Shasta | California | 96065 | Big Bend Road | 80 | 80 | Hidroeléctrica | Hidroeléctrica | 0 | 0 | 0 | 0 | 80 | 0 | 0 | 0 | 0 | 0 | 0 | 0 | EIA-860, EIA-860M and EIA-923 | 201603
Estados Unidos | Pit 7 | Pacific Gas & Electric Co |  | 40.8475 | -121.991 | Montgomery Creek | Shasta | California | 96065 | Fender's Ferry Road | 113 | 113 | Hidroeléctrica | Hidroeléctrica | 0 | 0 | 0 | 0 | 113 | 0 | 0 | 0 | 0 | 0 | 0 | 0 | EIA-860, EIA-860M and EIA-923 | 201603
Estados Unidos | Poe | Pacific Gas & Electric Co |  | 39.7229 | -121.47 | Storrie | Butte | California | 95980 | Poe Road off Highway 70 | 120 | 120 | Hidroeléctrica | Hidroeléctrica | 0 | 0 | 0 | 0 | 120 | 0 | 0 | 0 | 0 | 0 | 0 | 0 | EIA-860, EIA-860M and EIA-923 | 201603
Estados Unidos | Potter Valley | Pacific Gas & Electric Co |  | 39.3618 | -123.128 | Potter Valley | Mendocino | California | 95469 | End of Powerhouse Road | 9.2 | 9.2 | Hidroeléctrica | Hidroeléctrica | 0 | 0 | 0 | 0 | 9.2 | 0 | 0 | 0 | 0 | 0 | 0 | 0 | EIA-860, EIA-860M and EIA-923 | 201603
Estados Unidos | Rock Creek | Pacific Gas & Electric Co |  | 39.9052 | -121.345 | Storrie | Plumas | California | 95980 | NA | 126 | 126 | Hidroeléctrica | Hidroeléctrica | 0 | 0 | 0 | 0 | 126 | 0 | 0 | 0 | 0 | 0 | 0 | 0 | EIA-860, EIA-860M and EIA-923 | 201603
Estados Unidos | San Joaquin 2 | Pacific Gas & Electric Co |  | 37.2032 | -119.498 | North Fork | Madera | California | 93643 | County Road 222 | 3.2 | 3.2 | Hidroeléctrica | Hidroeléctrica | 0 | 0 | 0 | 0 | 3.2 | 0 | 0 | 0 | 0 | 0 | 0 | 0 | EIA-860, EIA-860M and EIA-923 | 201603
Estados Unidos | San Joaquin 3 | Pacific Gas & Electric Co |  | 37.2537 | -119.519 | North Fork | Madera | California | 93643 | County Road 222 | 4.2 | 4.2 | Hidroeléctrica | Hidroeléctrica | 0 | 0 | 0 | 0 | 4.2 | 0 | 0 | 0 | 0 | 0 | 0 | 0 | EIA-860, EIA-860M and EIA-923 | 201603
Estados Unidos | Salt Springs | Pacific Gas & Electric Co |  | 38.4979 | -120.218 | Pioneer | Amador | California | 95666 | Tiger Creek-Salt Springs Road | 44 | 44 | Hidroeléctrica | Hidroeléctrica | 0 | 0 | 0 | 0 | 44 | 0 | 0 | 0 | 0 | 0 | 0 | 0 | EIA-860, EIA-860M and EIA-923 | 201603
Estados Unidos | South | Pacific Gas & Electric Co |  | 40.3954 | -121.879 | Manton | Tehama | California | 96059 | South Powerhouse Road | 7 | 7 | Hidroeléctrica | Hidroeléctrica | 0 | 0 | 0 | 0 | 7 | 0 | 0 | 0 | 0 | 0 | 0 | 0 | EIA-860, EIA-860M and EIA-923 | 201603
Estados Unidos | Spaulding 1 | Pacific Gas & Electric Co |  | 39.3246 | -120.645 | Emigrant Gap | Nevada | California | 95715 | NA | 7 | 7 | Hidroeléctrica | Hidroeléctrica | 0 | 0 | 0 | 0 | 7 | 0 | 0 | 0 | 0 | 0 | 0 | 0 | EIA-860, EIA-860M and EIA-923 | 201603
Estados Unidos | Spaulding 2 | Pacific Gas & Electric Co |  | 39.3246 | -120.645 | Emigrant Gap | Nevada | California | 95715 | NA | 4.4 | 4.4 | Hidroeléctrica | Hidroeléctrica | 0 | 0 | 0 | 0 | 4.4 | 0 | 0 | 0 | 0 | 0 | 0 | 0 | EIA-860, EIA-860M and EIA-923 | 201603
Estados Unidos | Spaulding 3 | Pacific Gas & Electric Co |  | 39.3377 | -120.635 | Emigrant Gap | Nevada | California | 95715 | NA | 5.8 | 5.8 | Hidroeléctrica | Hidroeléctrica | 0 | 0 | 0 | 0 | 5.8 | 0 | 0 | 0 | 0 | 0 | 0 | 0 | EIA-860, EIA-860M and EIA-923 | 201603
Estados Unidos | Spring Gap | Pacific Gas & Electric Co |  | 38.1865 | -120.112 | Long Barn | Tuolumne | California | 95335 | Frazer Flat Road | 7 | 7 | Hidroeléctrica | Hidroeléctrica | 0 | 0 | 0 | 0 | 7 | 0 | 0 | 0 | 0 | 0 | 0 | 0 | EIA-860, EIA-860M and EIA-923 | 201603
Estados Unidos | Stanislaus | Pacific Gas & Electric Co |  | 38.139 | -120.37 | Vallecito | Tuolumne | California | 95251 | Camp Nine Road | 91 | 91 | Hidroeléctrica | Hidroeléctrica | 0 | 0 | 0 | 0 | 91 | 0 | 0 | 0 | 0 | 0 | 0 | 0 | EIA-860, EIA-860M and EIA-923 | 201603
Estados Unidos | Geysers Unit 5-20 | Geysers Power Co LLC |  | 38.777 | -122.745 | Middletown | Sonoma | California | 95461 | 10350 Socrates Mine Road | 704 | 704 | Geotérmica | Geotérmica | 0 | 0 | 0 | 0 | 0 | 0 | 0 | 0 | 0 | 704 | 0 | 0 | EIA-860, EIA-860M and EIA-923 | 201603
Estados Unidos | Tiger Creek | Pacific Gas & Electric Co |  | 38.4493 | -120.493 | Pioneer | Amador | California | 95666 | Tiger Creek Road | 58 | 58 | Hidroeléctrica | Hidroeléctrica | 0 | 0 | 0 | 0 | 58 | 0 | 0 | 0 | 0 | 0 | 0 | 0 | EIA-860, EIA-860M and EIA-923 | 201603
Estados Unidos | Tule River | Pacific Gas & Electric Co |  | 36.1631 | -118.707 | Springville | Tulare | California | 93265 | Highway 190 | 6.4 | 6.4 | Hidroeléctrica | Hidroeléctrica | 0 | 0 | 0 | 0 | 6.4 | 0 | 0 | 0 | 0 | 0 | 0 | 0 | EIA-860, EIA-860M and EIA-923 | 201603
Estados Unidos | Volta 1 | Pacific Gas & Electric Co |  | 40.4591 | -121.867 | Manton | Shasta | California | 96059 | Manton-Viola Road | 9 | 9 | Hidroeléctrica | Hidroeléctrica | 0 | 0 | 0 | 0 | 9 | 0 | 0 | 0 | 0 | 0 | 0 | 0 | EIA-860, EIA-860M and EIA-923 | 201603
Estados Unidos | West Point PH | Pacific Gas & Electric Co |  | 38.4209 | -120.55 | Pioneer | Amador | California | 95666 | Red Corral Road | 14.5 | 14.5 | Hidroeléctrica | Hidroeléctrica | 0 | 0 | 0 | 0 | 14.5 | 0 | 0 | 0 | 0 | 0 | 0 | 0 | EIA-860, EIA-860M and EIA-923 | 201603
Estados Unidos | Wise | Pacific Gas & Electric Co |  | 38.8899 | -121.099 | Auburn | Placer | California | 95603 | 10850 Wise Road | 17.2 | 17.2 | Hidroeléctrica | Hidroeléctrica | 0 | 0 | 0 | 0 | 17.2 | 0 | 0 | 0 | 0 | 0 | 0 | 0 | EIA-860, EIA-860M and EIA-923 | 201603
Estados Unidos | A G Wishon | Pacific Gas & Electric Co |  | 37.1511 | -119.505 | North Fork | Madera | California | 93643 | County Road 222 | 20 | 20 | Hidroeléctrica | Hidroeléctrica | 0 | 0 | 0 | 0 | 20 | 0 | 0 | 0 | 0 | 0 | 0 | 0 | EIA-860, EIA-860M and EIA-923 | 201603
Estados Unidos | Copco 1 | PacifiCorp |  | 41.9789 | -122.335 | Hornbrook | Siskiyou | California | 96044 | Copco Rd, 20 Mi East of I5 | 28 | 28 | Hidroeléctrica | Hidroeléctrica | 0 | 0 | 0 | 0 | 28 | 0 | 0 | 0 | 0 | 0 | 0 | 0 | EIA-860, EIA-860M and EIA-923 | 201603
Estados Unidos | Copco 2 | PacifiCorp |  | 41.9757 | -122.358 | Hornbrook | Siskiyou | California | 96044 | 19305 Daggett Road | 34 | 34 | Hidroeléctrica | Hidroeléctrica | 0 | 0 | 0 | 0 | 34 | 0 | 0 | 0 | 0 | 0 | 0 | 0 | EIA-860, EIA-860M and EIA-923 | 201603
Estados Unidos | Fall Creek | PacifiCorp |  | 41.9856 | -122.36 | Hornbrook | Siskiyou | California | 96044 | Copco Rd, 18 Mi East of I5 | 1.9 | 1.9 | Hidroeléctrica | Hidroeléctrica | 0 | 0 | 0 | 0 | 1.9 | 0 | 0 | 0 | 0 | 0 | 0 | 0 | EIA-860, EIA-860M and EIA-923 | 201603
Estados Unidos | Iron Gate | PacifiCorp |  | 41.933 | -122.437 | Hornbrook | Siskiyou | California | 96044 | Copco Rd, 9 Mi East of I5 | 18.8 | 18.8 | Hidroeléctrica | Hidroeléctrica | 0 | 0 | 0 | 0 | 18.8 | 0 | 0 | 0 | 0 | 0 | 0 | 0 | EIA-860, EIA-860M and EIA-923 | 201603
Estados Unidos | Blundell | PacifiCorp |  | 38.4889 | -112.853 | Milford | Beaver | Utah | 84751 | 10 mi east of Highway 257 | 34 | 34 | Geotérmica | Geotérmica | 0 | 0 | 0 | 0 | 0 | 0 | 0 | 0 | 0 | 34 | 0 | 0 | EIA-860, EIA-860M and EIA-923 | 201603
Estados Unidos | Green Lake | City & Borough of Sitka - (AK) |  | 56.9863 | -135.123 | Sitka | Sitka | Alaska | 99835 | SMC | 18.6 | 18.6 | Hidroeléctrica | Hidroeléctrica | 0 | 0 | 0 | 0 | 18.6 | 0 | 0 | 0 | 0 | 0 | 0 | 0 | EIA-860, EIA-860M and EIA-923 | 201603
Estados Unidos | Drop 5 | Imperial Irrigation District |  | 32.6731 | -115.392 | CA Hwy. 7 & CA Hwy.98 | Imperial | California | 92231 | CA HWY 7 & CA HWY 98 | 3.8 | 3.8 | Hidroeléctrica | Hidroeléctrica | 0 | 0 | 0 | 0 | 3.8 | 0 | 0 | 0 | 0 | 0 | 0 | 0 | EIA-860, EIA-860M and EIA-923 | 201603
Estados Unidos | Sepulveda Canyon | Metropolitan Water District of S CA |  | 34.0969 | -118.479 | Los Angeles | Los Angeles | California | 90049 | 1751 N. Sepulveda Blvd | 8.5 | 8.5 | Hidroeléctrica | Hidroeléctrica | 0 | 0 | 0 | 0 | 8.5 | 0 | 0 | 0 | 0 | 0 | 0 | 0 | EIA-860, EIA-860M and EIA-923 | 201603
Estados Unidos | Big Creek 1 | Southern California Edison Co |  | 37.2042 | -119.24 | Big Creek | Fresno | California | 93605 | 55325 Cascada Road | 88.4 | 88.4 | Hidroeléctrica | Hidroeléctrica | 0 | 0 | 0 | 0 | 88.4 | 0 | 0 | 0 | 0 | 0 | 0 | 0 | EIA-860, EIA-860M and EIA-923 | 201603
Estados Unidos | Big Creek 2 | Southern California Edison Co |  | 37.2 | -119.307 | Auberry | Fresno | California | 93605 | 53615 Upper Chawanakee Road | 66.6 | 66.6 | Hidroeléctrica | Hidroeléctrica | 0 | 0 | 0 | 0 | 66.6 | 0 | 0 | 0 | 0 | 0 | 0 | 0 | EIA-860, EIA-860M and EIA-923 | 201603
Estados Unidos | Big Creek 3 | Southern California Edison Co |  | 37.1485 | -119.387 | Auberry | Fresno | California | 93602 | 47369 Lower Redinger Road | 173.5 | 173.5 | Hidroeléctrica | Hidroeléctrica | 0 | 0 | 0 | 0 | 173.5 | 0 | 0 | 0 | 0 | 0 | 0 | 0 | EIA-860, EIA-860M and EIA-923 | 201603
Estados Unidos | Big Creek 4 | Southern California Edison Co |  | 37.139 | -119.49 | North Fork | Madera | California | 93643 | Sierra National Forest | 100 | 100 | Hidroeléctrica | Hidroeléctrica | 0 | 0 | 0 | 0 | 100 | 0 | 0 | 0 | 0 | 0 | 0 | 0 | EIA-860, EIA-860M and EIA-923 | 201603
Estados Unidos | Big Creek 8 | Southern California Edison Co |  | 37.2096 | -119.329 | Auberry | Fresno | California | 93605 | 51374 Mammoth Pool Road | 70.8 | 70.8 | Hidroeléctrica | Hidroeléctrica | 0 | 0 | 0 | 0 | 70.8 | 0 | 0 | 0 | 0 | 0 | 0 | 0 | EIA-860, EIA-860M and EIA-923 | 201603
Estados Unidos | Big Creek 2A | Southern California Edison Co |  | 37.2001 | -119.307 | Auberry | Fresno | California | 93605 | Sierra National Forest | 100 | 100 | Hidroeléctrica | Hidroeléctrica | 0 | 0 | 0 | 0 | 100 | 0 | 0 | 0 | 0 | 0 | 0 | 0 | EIA-860, EIA-860M and EIA-923 | 201603
Estados Unidos | Bishop Creek 2 | Southern California Edison Co |  | 37.2736 | -118.573 | Bishop | Inyo | California | 93514 | Hwy 168 Inyo National Forest | 7.3 | 7.3 | Hidroeléctrica | Hidroeléctrica | 0 | 0 | 0 | 0 | 7.3 | 0 | 0 | 0 | 0 | 0 | 0 | 0 | EIA-860, EIA-860M and EIA-923 | 201603
Estados Unidos | Bishop Creek 3 | Southern California Edison Co |  | 37.302 | -118.532 | Bishop | Inyo | California | 93514 | Hwy168 Inyo National Forest | 8.4 | 8.4 | Hidroeléctrica | Hidroeléctrica | 0 | 0 | 0 | 0 | 8.4 | 0 | 0 | 0 | 0 | 0 | 0 | 0 | EIA-860, EIA-860M and EIA-923 | 201603
Estados Unidos | Bishop Creek 4 | Southern California Edison Co |  | 37.323 | -118.502 | Bishop | Inyo | California | 93514 | Route 1 Plant 4 | 8.2 | 8.2 | Hidroeléctrica | Hidroeléctrica | 0 | 0 | 0 | 0 | 8.2 | 0 | 0 | 0 | 0 | 0 | 0 | 0 | EIA-860, EIA-860M and EIA-923 | 201603
Estados Unidos | Bishop Creek 5 | Southern California Edison Co |  | 37.3344 | -118.48 | Bishop | Inyo | California | 93514 | Inyo National Forest | 3.8 | 3.8 | Hidroeléctrica | Hidroeléctrica | 0 | 0 | 0 | 0 | 3.8 | 0 | 0 | 0 | 0 | 0 | 0 | 0 | EIA-860, EIA-860M and EIA-923 | 201603
Estados Unidos | Bishop Creek 6 | Southern California Edison Co |  | 37.3499 | -118.463 | Bishop | Inyo | California | 93514 | Plant 6 Rd Inyo Nat'l Forest | 1.6 | 1.6 | Hidroeléctrica | Hidroeléctrica | 0 | 0 | 0 | 0 | 1.6 | 0 | 0 | 0 | 0 | 0 | 0 | 0 | EIA-860, EIA-860M and EIA-923 | 201603
Estados Unidos | Borel | Southern California Edison Co |  | 35.5881 | -118.525 | Lake Isabella | Kern | California | 93240 | Hwy178 Sequoia Nat'l Forest | 10.6 | 10.6 | Hidroeléctrica | Hidroeléctrica | 0 | 0 | 0 | 0 | 10.6 | 0 | 0 | 0 | 0 | 0 | 0 | 0 | EIA-860, EIA-860M and EIA-923 | 201603
Estados Unidos | Fontana | Southern California Edison Co |  | 34.1552 | -117.397 | Rialto | San Bernardino | California | 92336 | 3165 N. Riverside | 3 | 3 | Hidroeléctrica | Hidroeléctrica | 0 | 0 | 0 | 0 | 3 | 0 | 0 | 0 | 0 | 0 | 0 | 0 | EIA-860, EIA-860M and EIA-923 | 201603
Estados Unidos | Kaweah 2 | Southern California Edison Co |  | 36.4613 | -118.88 | Three Rivers | Tulare | California | 93271 | Kaweah River Drive | 1.8 | 1.8 | Hidroeléctrica | Hidroeléctrica | 0 | 0 | 0 | 0 | 1.8 | 0 | 0 | 0 | 0 | 0 | 0 | 0 | EIA-860, EIA-860M and EIA-923 | 201603
Estados Unidos | Kaweah 1 | Southern California Edison Co |  | 36.4651 | -118.862 | Three Rivers | Tulare | California | 93271 | 44511 Sierra Drive | 2.3 | 2.3 | Hidroeléctrica | Hidroeléctrica | 0 | 0 | 0 | 0 | 2.3 | 0 | 0 | 0 | 0 | 0 | 0 | 0 | EIA-860, EIA-860M and EIA-923 | 201603
Estados Unidos | Kaweah 3 | Southern California Edison Co |  | 36.4861 | -118.836 | Three Rivers | Tulare | California | 93271 | Kaweah River Drive | 4.5 | 4.5 | Hidroeléctrica | Hidroeléctrica | 0 | 0 | 0 | 0 | 4.5 | 0 | 0 | 0 | 0 | 0 | 0 | 0 | EIA-860, EIA-860M and EIA-923 | 201603
Estados Unidos | Kern River 3 | Southern California Edison Co |  | 35.7762 | -118.436 | Kernville | Kern | California | 93238 | 15115 Sierra Way | 40.2 | 40.2 | Hidroeléctrica | Hidroeléctrica | 0 | 0 | 0 | 0 | 40.2 | 0 | 0 | 0 | 0 | 0 | 0 | 0 | EIA-860, EIA-860M and EIA-923 | 201603
Estados Unidos | Kern River 1 | Southern California Edison Co |  | 35.4603 | -118.78 | Bakersfield | Kern | California | 93301 | Hwy178 Sequoia Nat'l Forest | 26.4 | 26.4 | Hidroeléctrica | Hidroeléctrica | 0 | 0 | 0 | 0 | 26.4 | 0 | 0 | 0 | 0 | 0 | 0 | 0 | EIA-860, EIA-860M and EIA-923 | 201603
Estados Unidos | Lundy | Southern California Edison Co |  | 38.0427 | -119.172 | Lee Vining | Mono | California | 93541 | 9 miles N. of Lee Vining | 3 | 3 | Hidroeléctrica | Hidroeléctrica | 0 | 0 | 0 | 0 | 3 | 0 | 0 | 0 | 0 | 0 | 0 | 0 | EIA-860, EIA-860M and EIA-923 | 201603
Estados Unidos | Mammoth Pool | Southern California Edison Co |  | 37.2203 | -119.338 | North Fork | Madera | California | 93643 | Sierra National Forest | 160 | 160 | Hidroeléctrica | Hidroeléctrica | 0 | 0 | 0 | 0 | 160 | 0 | 0 | 0 | 0 | 0 | 0 | 0 | EIA-860, EIA-860M and EIA-923 | 201603
Estados Unidos | Poole | Southern California Edison Co |  | 37.9442 | -119.216 | Lee Vining | Mono | California | 93541 | Inyo National Forest | 11.3 | 11.3 | Hidroeléctrica | Hidroeléctrica | 0 | 0 | 0 | 0 | 11.3 | 0 | 0 | 0 | 0 | 0 | 0 | 0 | EIA-860, EIA-860M and EIA-923 | 201603
Estados Unidos | Portal | Southern California Edison Co |  | 37.257 | -119.159 | Lakeshore | Fresno | California | 93634 | Hwy168 Sierra Nat'l Forest | 10.8 | 10.8 | Hidroeléctrica | Hidroeléctrica | 0 | 0 | 0 | 0 | 10.8 | 0 | 0 | 0 | 0 | 0 | 0 | 0 | EIA-860, EIA-860M and EIA-923 | 201603
Estados Unidos | Rush Creek | Southern California Edison Co |  | 37.767 | -119.123 | June lake | Mono | California | 93529 | June Lake Loop Sierra Ntnl For | 11.4 | 11.4 | Hidroeléctrica | Hidroeléctrica | 0 | 0 | 0 | 0 | 11.4 | 0 | 0 | 0 | 0 | 0 | 0 | 0 | EIA-860, EIA-860M and EIA-923 | 201603
Estados Unidos | Santa Ana 1 | Southern California Edison Co |  | 34.1452 | -117.058 | Highlands | San Bernardino | California | 92346 | San Barnardino National Forest | 3.2 | 3.2 | Hidroeléctrica | Hidroeléctrica | 0 | 0 | 0 | 0 | 3.2 | 0 | 0 | 0 | 0 | 0 | 0 | 0 | EIA-860, EIA-860M and EIA-923 | 201603
Estados Unidos | Santa Ana 3 | Southern California Edison Co |  | 34.1072 | -117.099 | Highlands | San Bernardino | California | 92346 | San Bernardino National Forest | 3.1 | 3.1 | Hidroeléctrica | Hidroeléctrica | 0 | 0 | 0 | 0 | 3.1 | 0 | 0 | 0 | 0 | 0 | 0 | 0 | EIA-860, EIA-860M and EIA-923 | 201603
Estados Unidos | Lower Tule River | Southern California Edison Co |  | 36.1357 | -118.789 | Springdale | Tulare | California | 93265 | Hwy190 Sequoia National Forest | 2.6 | 2.6 | Hidroeléctrica | Hidroeléctrica | 0 | 0 | 0 | 0 | 2.6 | 0 | 0 | 0 | 0 | 0 | 0 | 0 | EIA-860, EIA-860M and EIA-923 | 201603
Estados Unidos | Pardee | East Bay Municipal Util Dist |  | 38.2569 | -120.851 | Valley Spings | Calaveras | California | 95252 | Pardee Dam Road at Mokelumne R | 27.7 | 27.7 | Hidroeléctrica | Hidroeléctrica | 0 | 0 | 0 | 0 | 27.7 | 0 | 0 | 0 | 0 | 0 | 0 | 0 | EIA-860, EIA-860M and EIA-923 | 201603
Estados Unidos | Grayson | City of Glendale - (CA) |  | 34.1556 | -118.278 | Glendale | Los Angeles | California | 91201 | 800 Air Way | 256 | 58 | Gas natural | Biomasa | 0 | 198 | 0 | 0 | 0 | 0 | 0 | 0 | 0 | 0 | 58 | 0 | EIA-860, EIA-860M and EIA-923 | 201603
Estados Unidos | Dion R Holm | City & County of San Francisco |  | 37.8966 | -119.967 | Groveland | Tuolumne | California | 95321 | Cherry Lake Road | 156.8 | 156.8 | Hidroeléctrica | Hidroeléctrica | 0 | 0 | 0 | 0 | 156.8 | 0 | 0 | 0 | 0 | 0 | 0 | 0 | EIA-860, EIA-860M and EIA-923 | 201603
Estados Unidos | Moccasin | City & County of San Francisco |  | 37.8094 | -120.299 | Moccasin | Tuolumne | California | 95347 | Hwy 120-49 junction | 100 | 100 | Hidroeléctrica | Hidroeléctrica | 0 | 0 | 0 | 0 | 100 | 0 | 0 | 0 | 0 | 0 | 0 | 0 | EIA-860, EIA-860M and EIA-923 | 201603
Estados Unidos | R C Kirkwood | City & County of San Francisco |  | 37.8777 | -119.953 | Groveland | Tuolumne | California | 95321 | Cherry Lake Road | 115.5 | 115.5 | Hidroeléctrica | Hidroeléctrica | 0 | 0 | 0 | 0 | 115.5 | 0 | 0 | 0 | 0 | 0 | 0 | 0 | EIA-860, EIA-860M and EIA-923 | 201603
Estados Unidos | Drop 2 (CA) | Imperial Irrigation District |  | 32.7054 | -115.031 | Brock Research | Imperial | California | 92250 | Interstate 8 | 9.8 | 9.8 | Hidroeléctrica | Hidroeléctrica | 0 | 0 | 0 | 0 | 9.8 | 0 | 0 | 0 | 0 | 0 | 0 | 0 | EIA-860, EIA-860M and EIA-923 | 201603
Estados Unidos | Drop 3 (CA) | Imperial Irrigation District |  | 32.7054 | -115.126 | LTVA | Imperial | California | 92250 | Interstate 8 | 7.3 | 7.3 | Hidroeléctrica | Hidroeléctrica | 0 | 0 | 0 | 0 | 7.3 | 0 | 0 | 0 | 0 | 0 | 0 | 0 | EIA-860, EIA-860M and EIA-923 | 201603
Estados Unidos | Drop 4 | Imperial Irrigation District |  | 32.7053 | -115.219 | Holtville | Imperial | California | 92250 | 3675 E. Highway 98 | 19.1 | 19.1 | Hidroeléctrica | Hidroeléctrica | 0 | 0 | 0 | 0 | 19.1 | 0 | 0 | 0 | 0 | 0 | 0 | 0 | EIA-860, EIA-860M and EIA-923 | 201603
Estados Unidos | Solomon Gulch | Copper Valley Elec Assn, Inc |  | 61.0828 | -146.303 | Valdez | Valdez Cordova | Alaska | 99686 | 1455 Dayville road | 12 | 12 | Hidroeléctrica | Hidroeléctrica | 0 | 0 | 0 | 0 | 12 | 0 | 0 | 0 | 0 | 0 | 0 | 0 | EIA-860, EIA-860M and EIA-923 | 201603
Estados Unidos | Big Pine Creek | Los Angeles Department of Water & Power |  | 37.1428 | -118.324 | Big Pine | Inyo | California | 93513 | 400 Cone Rd. | 3 | 3 | Hidroeléctrica | Hidroeléctrica | 0 | 0 | 0 | 0 | 3 | 0 | 0 | 0 | 0 | 0 | 0 | 0 | EIA-860, EIA-860M and EIA-923 | 201603
Estados Unidos | Castaic | Los Angeles Department of Water & Power |  | 34.5872 | -118.657 | Castaic | Los Angeles | California | 91384 | 37700 Templin Hwy | 1631 | 1631 | Bombeo hidráulico | Bombeo hidráulico | 0 | 0 | 0 | 0 | 56 | 1575 | 0 | 0 | 0 | 0 | 0 | 0 | EIA-860, EIA-860M and EIA-923 | 201603
Estados Unidos | Control Gorge | Los Angeles Department of Water & Power |  | 37.4379 | -118.557 | Bishop | Inyo | California | 93514 | 1501 Gorge Rd. | 37.5 | 37.5 | Hidroeléctrica | Hidroeléctrica | 0 | 0 | 0 | 0 | 37.5 | 0 | 0 | 0 | 0 | 0 | 0 | 0 | EIA-860, EIA-860M and EIA-923 | 201603
Estados Unidos | Cottonwood | Los Angeles Department of Water & Power |  | 36.4434 | -118.044 | Lone Pine | Inyo | California | 93545 | 651 Power House Rd. | 2.4 | 2.4 | Hidroeléctrica | Hidroeléctrica | 0 | 0 | 0 | 0 | 2.4 | 0 | 0 | 0 | 0 | 0 | 0 | 0 | EIA-860, EIA-860M and EIA-923 | 201603
Estados Unidos | Foothill | Los Angeles Department of Water & Power |  | 34.3182 | -118.494 | San Fernando | Los Angeles | California | 91342 | 14351 San Fernando Rd. | 9.9 | 9.9 | Hidroeléctrica | Hidroeléctrica | 0 | 0 | 0 | 0 | 9.9 | 0 | 0 | 0 | 0 | 0 | 0 | 0 | EIA-860, EIA-860M and EIA-923 | 201603
Estados Unidos | Franklin (CA) | Los Angeles Department of Water & Power |  | 34.1039 | -118.413 | Beverley Hills | Los Angeles | California | 90210 | 1298 N. Beverley Dr. | 2 | 2 | Hidroeléctrica | Hidroeléctrica | 0 | 0 | 0 | 0 | 2 | 0 | 0 | 0 | 0 | 0 | 0 | 0 | EIA-860, EIA-860M and EIA-923 | 201603
Estados Unidos | Haiwee | Los Angeles Department of Water & Power |  | 36.1097 | -117.957 | Olancha | Inyo | California | 93549 | 3401 S. Haiwee Rd. | 7.2 | 7.2 | Hidroeléctrica | Hidroeléctrica | 0 | 0 | 0 | 0 | 7.2 | 0 | 0 | 0 | 0 | 0 | 0 | 0 | EIA-860, EIA-860M and EIA-923 | 201603
Estados Unidos | Middle Gorge | Los Angeles Department of Water & Power |  | 37.51 | -118.569 | Bishop | Mono | California | 93514 | 1501 Gorge Rd. | 37.5 | 37.5 | Hidroeléctrica | Hidroeléctrica | 0 | 0 | 0 | 0 | 37.5 | 0 | 0 | 0 | 0 | 0 | 0 | 0 | EIA-860, EIA-860M and EIA-923 | 201603
Estados Unidos | Pleasant Valley Hydro | Los Angeles Department of Water & Power |  | 37.4142 | -118.524 | Bishop | Inyo | California | 93514 | (unnamed road) | 2.7 | 2.7 | Hidroeléctrica | Hidroeléctrica | 0 | 0 | 0 | 0 | 2.7 | 0 | 0 | 0 | 0 | 0 | 0 | 0 | EIA-860, EIA-860M and EIA-923 | 201603
Estados Unidos | San Fernando | Los Angeles Department of Water & Power |  | 34.2605 | -118.386 | San Fernando | Los Angeles | California | 91342 | 14031 San Fernando Rd. | 6.1 | 6.1 | Hidroeléctrica | Hidroeléctrica | 0 | 0 | 0 | 0 | 6.1 | 0 | 0 | 0 | 0 | 0 | 0 | 0 | EIA-860, EIA-860M and EIA-923 | 201603
Estados Unidos | Upper Gorge | Los Angeles Department of Water & Power |  | 37.546 | -118.59 | Bishop | Mono | California | 93514 | 1501 Gorge Rd. | 37.5 | 37.5 | Hidroeléctrica | Hidroeléctrica | 0 | 0 | 0 | 0 | 37.5 | 0 | 0 | 0 | 0 | 0 | 0 | 0 | EIA-860, EIA-860M and EIA-923 | 201603
Estados Unidos | Exchequer | Merced Irrigation District |  | 37.5843 | -120.269 | Snelling | Mariposa | California | 95369 | 9188 Village Drive | 94.5 | 94.5 | Hidroeléctrica | Hidroeléctrica | 0 | 0 | 0 | 0 | 94.5 | 0 | 0 | 0 | 0 | 0 | 0 | 0 | EIA-860, EIA-860M and EIA-923 | 201603
Estados Unidos | McSwain | Merced Irrigation District |  | 37.5221 | -120.31 | Snelling | Mariposa | California | 95369 | 7912 Lake McClure Road | 9 | 9 | Hidroeléctrica | Hidroeléctrica | 0 | 0 | 0 | 0 | 9 | 0 | 0 | 0 | 0 | 0 | 0 | 0 | EIA-860, EIA-860M and EIA-923 | 201603
Estados Unidos | Chicago Park | Nevada Irrigation District |  | 39.1779 | -120.891 | Colfax | Nevada | California | 95713 | 24199 Lowell Hill Rd | 44 | 44 | Hidroeléctrica | Hidroeléctrica | 0 | 0 | 0 | 0 | 44 | 0 | 0 | 0 | 0 | 0 | 0 | 0 | EIA-860, EIA-860M and EIA-923 | 201603
Estados Unidos | Dutch Flat 2 | Nevada Irrigation District |  | 39.2184 | -120.835 | Dutch Flat | Nevada | California | 95714 | Diggins Road | 27.3 | 27.3 | Hidroeléctrica | Hidroeléctrica | 0 | 0 | 0 | 0 | 27.3 | 0 | 0 | 0 | 0 | 0 | 0 | 0 | EIA-860, EIA-860M and EIA-923 | 201603
Estados Unidos | Beardsley | Oakdale&South San Joaquin Irrigation D. |  | 38.2026 | -120.077 | None | Tuolumne | California | 95364 | None | 11 | 11 | Hidroeléctrica | Hidroeléctrica | 0 | 0 | 0 | 0 | 11 | 0 | 0 | 0 | 0 | 0 | 0 | 0 | EIA-860, EIA-860M and EIA-923 | 201603
Estados Unidos | Donnells | Oakdale&South San Joaquin Irrigation D. |  | 38.2467 | -120.034 | None | Tuolumne | California | 95364 | None | 72 | 72 | Hidroeléctrica | Hidroeléctrica | 0 | 0 | 0 | 0 | 72 | 0 | 0 | 0 | 0 | 0 | 0 | 0 | EIA-860, EIA-860M and EIA-923 | 201603
Estados Unidos | Tulloch | Oakdale&South San Joaquin Irrigation D. |  | 37.8761 | -120.605 | Jamestown | Tuolumne | California | 95370 | Tulloch Dam Road | 25.8 | 25.8 | Hidroeléctrica | Hidroeléctrica | 0 | 0 | 0 | 0 | 25.8 | 0 | 0 | 0 | 0 | 0 | 0 | 0 | EIA-860, EIA-860M and EIA-923 | 201603
Estados Unidos | Forbestown | South Feather Water and Power Agency |  | 39.551 | -121.279 | Forbestown | Butte | California | 95941 | Ponderosa Way | 36 | 36 | Hidroeléctrica | Hidroeléctrica | 0 | 0 | 0 | 0 | 36 | 0 | 0 | 0 | 0 | 0 | 0 | 0 | EIA-860, EIA-860M and EIA-923 | 201603
Estados Unidos | Kelly Ridge | South Feather Water and Power Agency |  | 39.5318 | -121.491 | Oroville | Butte | California | 95965 | Oroville Dam Blvd | 9 | 9 | Hidroeléctrica | Hidroeléctrica | 0 | 0 | 0 | 0 | 9 | 0 | 0 | 0 | 0 | 0 | 0 | 0 | EIA-860, EIA-860M and EIA-923 | 201603
Estados Unidos | Woodleaf | South Feather Water and Power Agency |  | 39.5538 | -121.204 | Forbestown | Butte | California | 95941 | Forbestown Dam Road | 59 | 59 | Hidroeléctrica | Hidroeléctrica | 0 | 0 | 0 | 0 | 59 | 0 | 0 | 0 | 0 | 0 | 0 | 0 | EIA-860, EIA-860M and EIA-923 | 201603
Estados Unidos | French Meadows | Placer County Water Agency |  | 39.078 | -120.406 | Foresthill | Placer | California | 95631 | NW side of Hell Hole Reservoir | 17 | 17 | Hidroeléctrica | Hidroeléctrica | 0 | 0 | 0 | 0 | 17 | 0 | 0 | 0 | 0 | 0 | 0 | 0 | EIA-860, EIA-860M and EIA-923 | 201603
Estados Unidos | Middle Fork | Placer County Water Agency |  | 39.0248 | -120.596 | Foresthill | Placer | California | 95631 | 5000 Mosquito Ridge Rd. | 122 | 122 | Hidroeléctrica | Hidroeléctrica | 0 | 0 | 0 | 0 | 122 | 0 | 0 | 0 | 0 | 0 | 0 | 0 | EIA-860, EIA-860M and EIA-923 | 201603
Estados Unidos | Oxbow (CA) | Placer County Water Agency |  | 39.0034 | -120.747 | Foresthill | Placer | California | 95631 | 9200 Blacksmith Rd. | 6 | 6 | Hidroeléctrica | Hidroeléctrica | 0 | 0 | 0 | 0 | 6 | 0 | 0 | 0 | 0 | 0 | 0 | 0 | EIA-860, EIA-860M and EIA-923 | 201603
Estados Unidos | Ralston | Placer County Water Agency |  | 39.001 | -120.725 | Foresthill | Placer | California | 95631 | 9600 Blacksmith Flat Rd. | 86.3 | 86.3 | Hidroeléctrica | Hidroeléctrica | 0 | 0 | 0 | 0 | 86.3 | 0 | 0 | 0 | 0 | 0 | 0 | 0 | EIA-860, EIA-860M and EIA-923 | 201603
Estados Unidos | Parker | Merced Irrigation District |  | 37.4778 | -120.444 | Snelling | Merced | California | 95344 | hwy 59 on Merced/Snelling road | 2.7 | 2.7 | Hidroeléctrica | Hidroeléctrica | 0 | 0 | 0 | 0 | 2.7 | 0 | 0 | 0 | 0 | 0 | 0 | 0 | EIA-860, EIA-860M and EIA-923 | 201603
Estados Unidos | Camino | Sacramento Municipal Util Dist |  | 38.8288 | -120.537 | Camino | El Dorado | California | 95726 | Highway 50 | 155.9 | 155.9 | Hidroeléctrica | Hidroeléctrica | 0 | 0 | 0 | 0 | 155.9 | 0 | 0 | 0 | 0 | 0 | 0 | 0 | EIA-860, EIA-860M and EIA-923 | 201603
Estados Unidos | Jaybird | Sacramento Municipal Util Dist |  | 38.834 | -120.532 | Camino | El Dorado | California | 95725 | Highway 50 | 156.2 | 156.2 | Hidroeléctrica | Hidroeléctrica | 0 | 0 | 0 | 0 | 156.2 | 0 | 0 | 0 | 0 | 0 | 0 | 0 | EIA-860, EIA-860M and EIA-923 | 201603
Estados Unidos | Loon Lake | Sacramento Municipal Util Dist |  | 38.9827 | -120.325 | Fresh Pond | El Dorado | California | 95726 | Ice House Rd | 74.1 | 74.1 | Hidroeléctrica | Hidroeléctrica | 0 | 0 | 0 | 0 | 74.1 | 0 | 0 | 0 | 0 | 0 | 0 | 0 | EIA-860, EIA-860M and EIA-923 | 201603
Estados Unidos | Robbs Peak | Sacramento Municipal Util Dist |  | 38.8965 | -120.378 | Fresh Pond | El Dorado | California | 95726 | Ice House Rd | 25.5 | 25.5 | Hidroeléctrica | Hidroeléctrica | 0 | 0 | 0 | 0 | 25.5 | 0 | 0 | 0 | 0 | 0 | 0 | 0 | EIA-860, EIA-860M and EIA-923 | 201603
Estados Unidos | White Rock/Slab Creek | Sacramento Municipal Util Dist |  | 38.7653 | -120.787 | Placerville | El Dorado | California | 95709 | Highway 50 | 241 | 241 | Hidroeléctrica | Hidroeléctrica | 0 | 0 | 0 | 0 | 241 | 0 | 0 | 0 | 0 | 0 | 0 | 0 | EIA-860, EIA-860M and EIA-923 | 201603
Estados Unidos | Devil Canyon | California Dept. of Water Resources |  | 34.2056 | -117.334 | San Bernardino | San Bernardino | California | 92407 | 6900 Devil Canyon Rd. | 262 | 262 | Hidroeléctrica | Hidroeléctrica | 0 | 0 | 0 | 0 | 262 | 0 | 0 | 0 | 0 | 0 | 0 | 0 | EIA-860, EIA-860M and EIA-923 | 201603
Estados Unidos | Edward C Hyatt | California Dept. of Water Resources |  | 39.543 | -121.492 | Oroville | Butte | California | 95966 | 460 Glen Dr. | 743.1 | 743.1 | Hidroeléctrica | Hidroeléctrica | 0 | 0 | 0 | 0 | 405.9 | 337.2 | 0 | 0 | 0 | 0 | 0 | 0 | EIA-860, EIA-860M and EIA-923 | 201603
Estados Unidos | Thermalito | California Dept. of Water Resources |  | 39.5149 | -121.63 | Oroville | Butte | California | 95966 | 460 Glen Dr. | 115.1 | 115.1 | Bombeo hidráulico | Bombeo hidráulico | 0 | 0 | 0 | 0 | 32.6 | 82.5 | 0 | 0 | 0 | 0 | 0 | 0 | EIA-860, EIA-860M and EIA-923 | 201603
Estados Unidos | Don Pedro | Turlock Irrigation District |  | 37.696 | -120.42 | La Grange | Tuolumne | California | 95329 | 21 Bonds Flat Road | 203.2 | 203.2 | Hidroeléctrica | Hidroeléctrica | 0 | 0 | 0 | 0 | 203.2 | 0 | 0 | 0 | 0 | 0 | 0 | 0 | EIA-860, EIA-860M and EIA-923 | 201603
Estados Unidos | La Grange | Turlock Irrigation District |  | 37.6697 | -120.444 | La Grange | Stanislaus | California | 95329 | 1249 La Grange Dam Road | 4.3 | 4.3 | Hidroeléctrica | Hidroeléctrica | 0 | 0 | 0 | 0 | 4.3 | 0 | 0 | 0 | 0 | 0 | 0 | 0 | EIA-860, EIA-860M and EIA-923 | 201603
Estados Unidos | Folsom | U S Bureau of Reclamation |  | 38.7067 | -121.158 | Folsom | Sacramento | California | 95630 | N/A | 215.1 | 215.1 | Hidroeléctrica | Hidroeléctrica | 0 | 0 | 0 | 0 | 215.1 | 0 | 0 | 0 | 0 | 0 | 0 | 0 | EIA-860, EIA-860M and EIA-923 | 201603
Estados Unidos | Judge F Carr | U S Bureau of Reclamation |  | 40.6469 | -122.627 | French Gulch | Shasta | California | 96003 | N/A | 177.4 | 177.4 | Hidroeléctrica | Hidroeléctrica | 0 | 0 | 0 | 0 | 177.4 | 0 | 0 | 0 | 0 | 0 | 0 | 0 | EIA-860, EIA-860M and EIA-923 | 201603
Estados Unidos | Keswick | U S Bureau of Reclamation |  | 40.6119 | -122.446 | Redding | Shasta | California | 96003 | N/A | 117 | 117 | Hidroeléctrica | Hidroeléctrica | 0 | 0 | 0 | 0 | 117 | 0 | 0 | 0 | 0 | 0 | 0 | 0 | EIA-860, EIA-860M and EIA-923 | 201603
Estados Unidos | Nimbus | U S Bureau of Reclamation |  | 38.6373 | -121.22 | Folsom | Sacramento | California | 95630 | N/A | 16.6 | 16.6 | Hidroeléctrica | Hidroeléctrica | 0 | 0 | 0 | 0 | 16.6 | 0 | 0 | 0 | 0 | 0 | 0 | 0 | EIA-860, EIA-860M and EIA-923 | 201603
Estados Unidos | Shasta | U S Bureau of Reclamation |  | 40.7175 | -122.422 | Redding | Shasta | California | 96003 | n/a | 714 | 714 | Hidroeléctrica | Hidroeléctrica | 0 | 0 | 0 | 0 | 714 | 0 | 0 | 0 | 0 | 0 | 0 | 0 | EIA-860, EIA-860M and EIA-923 | 201603
Estados Unidos | ONeill | U S Bureau of Reclamation |  | 37.0987 | -121.048 | Los Banos | Merced | California | 95376 | n/a | 14.4 | 14.4 | Bombeo hidráulico | Bombeo hidráulico | 0 | 0 | 0 | 0 | 0 | 14.4 | 0 | 0 | 0 | 0 | 0 | 0 | EIA-860, EIA-860M and EIA-923 | 201603
Estados Unidos | Parker Dam | U S Bureau of Reclamation |  | 34.2953 | -114.14 | Parker | San Bernardino | California | 92267 | n/a | 120 | 120 | Hidroeléctrica | Hidroeléctrica | 0 | 0 | 0 | 0 | 120 | 0 | 0 | 0 | 0 | 0 | 0 | 0 | EIA-860, EIA-860M and EIA-923 | 201603
Estados Unidos | W R Gianelli | California Dept. of Water Resources |  | 37.0692 | -121.077 | Gustine | Merced | California | 95322 | 31770 Gonzaga Rd. | 401 | 401 | Bombeo hidráulico | Bombeo hidráulico | 0 | 0 | 0 | 0 | 0 | 401 | 0 | 0 | 0 | 0 | 0 | 0 | EIA-860, EIA-860M and EIA-923 | 201603
Estados Unidos | Spring Creek | U S Bureau of Reclamation |  | 40.6281 | -122.468 | Redding | Shasta | California | 96003 | n/a | 180 | 180 | Hidroeléctrica | Hidroeléctrica | 0 | 0 | 0 | 0 | 180 | 0 | 0 | 0 | 0 | 0 | 0 | 0 | EIA-860, EIA-860M and EIA-923 | 201603
Estados Unidos | Trinity | U S Bureau of Reclamation |  | 40.7973 | -122.763 | Weaverville | Trinity | California | 96003 | n/a | 140 | 140 | Hidroeléctrica | Hidroeléctrica | 0 | 0 | 0 | 0 | 140 | 0 | 0 | 0 | 0 | 0 | 0 | 0 | EIA-860, EIA-860M and EIA-923 | 201603
Estados Unidos | Colgate | Yuba County Water Agency |  | 39.3308 | -121.192 | Dobbins | Yuba | California | 95935 | 12700 Lake Francis Rd | 315 | 315 | Hidroeléctrica | Hidroeléctrica | 0 | 0 | 0 | 0 | 315 | 0 | 0 | 0 | 0 | 0 | 0 | 0 | EIA-860, EIA-860M and EIA-923 | 201603
Estados Unidos | Narrows 2 | Yuba County Water Agency |  | 39.239 | -121.27 | Browns Valley | Yuba | California | 95918 | 8764 Scott Forbes Road | 46.7 | 46.7 | Hidroeléctrica | Hidroeléctrica | 0 | 0 | 0 | 0 | 46.7 | 0 | 0 | 0 | 0 | 0 | 0 | 0 | EIA-860, EIA-860M and EIA-923 | 201603
Estados Unidos | Bear Valley | City of Escondido - (CA) |  | 33.1662 | -117.017 | Escondido | San Diego | California | 92027 | 25130 Lake Wohlford Rd. | 1.4 | 1.4 | Hidroeléctrica | Hidroeléctrica | 0 | 0 | 0 | 0 | 1.4 | 0 | 0 | 0 | 0 | 0 | 0 | 0 | EIA-860, EIA-860M and EIA-923 | 201603
Estados Unidos | Boulder Canyon Hydro | Boulder City of |  | 40.0047 | -105.332 | Boulder | Boulder | Colorado | 80306 | 37788 Boulder Canyon Drive | 5 | 5 | Hidroeléctrica | Hidroeléctrica | 0 | 0 | 0 | 0 | 5 | 0 | 0 | 0 | 0 | 0 | 0 | 0 | EIA-860, EIA-860M and EIA-923 | 201603
Estados Unidos | Cabin Creek | Public Service Co of Colorado |  | 39.6551 | -105.709 | Georgetown | Clear Creek | Colorado | 80444 | 5167 Guanella Pass Road | 324 | 324 | Bombeo hidráulico | Bombeo hidráulico | 0 | 0 | 0 | 0 | 0 | 324 | 0 | 0 | 0 | 0 | 0 | 0 | EIA-860, EIA-860M and EIA-923 | 201603
Estados Unidos | Georgetown Hydro | Public Service Co of Colorado |  | 39.6919 | -105.698 | Georgetown | Clear Creek | Colorado | 80444 | 6th and Griffith St. | 1.6 | 1.6 | Hidroeléctrica | Hidroeléctrica | 0 | 0 | 0 | 0 | 1.6 | 0 | 0 | 0 | 0 | 0 | 0 | 0 | EIA-860, EIA-860M and EIA-923 | 201603
Estados Unidos | Grand Valley Project Power Plant | Orchard Mesa Irrigation District |  | 39.1017 | -108.346 | Palisade | Mesa | Colorado | 81526 | 668 38 Road | 3.1 | 3.1 | Hidroeléctrica | Hidroeléctrica | 0 | 0 | 0 | 0 | 3.1 | 0 | 0 | 0 | 0 | 0 | 0 | 0 | EIA-860, EIA-860M and EIA-923 | 201603
Estados Unidos | Salida | Public Service Co of Colorado |  | 38.5342 | -106.182 | Salida | Chaffee | Colorado | 81201 | 16880 County Road 220 | 1.4 | 1.4 | Hidroeléctrica | Hidroeléctrica | 0 | 0 | 0 | 0 | 1.4 | 0 | 0 | 0 | 0 | 0 | 0 | 0 | EIA-860, EIA-860M and EIA-923 | 201603
Estados Unidos | Shoshone (CO) | Public Service Co of Colorado |  | 39.5701 | -107.227 | Glenwood Springs | Garfield | Colorado | 81601 | 60111 Highway 6 & 40 | 15 | 15 | Hidroeléctrica | Hidroeléctrica | 0 | 0 | 0 | 0 | 15 | 0 | 0 | 0 | 0 | 0 | 0 | 0 | EIA-860, EIA-860M and EIA-923 | 201603
Estados Unidos | Temescal | Metropolitan Water District of S CA |  | 33.8343 | -117.497 | Corona | Riverside | California | 91720 | Eagle Canyon Rd and Cajalco | 2.8 | 2.8 | Hidroeléctrica | Hidroeléctrica | 0 | 0 | 0 | 0 | 2.8 | 0 | 0 | 0 | 0 | 0 | 0 | 0 | EIA-860, EIA-860M and EIA-923 | 201603
Estados Unidos | Corona | Metropolitan Water District of S CA |  | 33.859 | -117.611 | Corona | Riverside | California | 91720 | Adobe Avenue | 2.8 | 2.8 | Hidroeléctrica | Hidroeléctrica | 0 | 0 | 0 | 0 | 2.8 | 0 | 0 | 0 | 0 | 0 | 0 | 0 | EIA-860, EIA-860M and EIA-923 | 201603
Estados Unidos | Perris | Metropolitan Water District of S CA |  | 33.8361 | -117.183 | Perris | Riverside | California | 92555 | 17801 Lake Perris Ave. | 7.9 | 7.9 | Hidroeléctrica | Hidroeléctrica | 0 | 0 | 0 | 0 | 7.9 | 0 | 0 | 0 | 0 | 0 | 0 | 0 | EIA-860, EIA-860M and EIA-923 | 201603
Estados Unidos | Rio Hondo | Metropolitan Water District of S CA |  | 34.0047 | -118.099 | South Gate | Los Angeles | California | 90280 | 9840 Milla Way | 1.9 | 1.9 | Hidroeléctrica | Hidroeléctrica | 0 | 0 | 0 | 0 | 1.9 | 0 | 0 | 0 | 0 | 0 | 0 | 0 | EIA-860, EIA-860M and EIA-923 | 201603
Estados Unidos | Coyote Creek | Metropolitan Water District of S CA |  | 33.9249 | -117.955 | La Habra | Orange | California | 90631 | 627 S. Monte Vista | 3.1 | 3.1 | Hidroeléctrica | Hidroeléctrica | 0 | 0 | 0 | 0 | 3.1 | 0 | 0 | 0 | 0 | 0 | 0 | 0 | EIA-860, EIA-860M and EIA-923 | 201603
Estados Unidos | Red Mountain | Metropolitan Water District of S CA |  | 33.3944 | -117.189 | Fallbrook | San Diego | California | 92028 | 3500 Mission Road | 5.9 | 5.9 | Hidroeléctrica | Hidroeléctrica | 0 | 0 | 0 | 0 | 5.9 | 0 | 0 | 0 | 0 | 0 | 0 | 0 | EIA-860, EIA-860M and EIA-923 | 201603
Estados Unidos | Valley View | Metropolitan Water District of S CA |  | 33.9001 | -117.829 | Yorba Linda | Orange | California | 92886 | 4226 Valley View Ave. | 4.1 | 4.1 | Hidroeléctrica | Hidroeléctrica | 0 | 0 | 0 | 0 | 4.1 | 0 | 0 | 0 | 0 | 0 | 0 | 0 | EIA-860, EIA-860M and EIA-923 | 201603
Estados Unidos | Upper Dawson | Turlock Irrigation District |  | 37.6508 | -120.471 | La Grange | Tuolumne | California | 95329 | 707 La Grange Dam Road | 5.5 | 5.5 | Hidroeléctrica | Hidroeléctrica | 0 | 0 | 0 | 0 | 5.5 | 0 | 0 | 0 | 0 | 0 | 0 | 0 | EIA-860, EIA-860M and EIA-923 | 201603
Estados Unidos | Manitou Springs | City of Colorado Springs - (CO) |  | 38.8556 | -104.933 | Manitou Spring | El Paso | Colorado | 80829 | 540 Ruxton Avenue | 5.6 | 5.6 | Hidroeléctrica | Hidroeléctrica | 0 | 0 | 0 | 0 | 5.6 | 0 | 0 | 0 | 0 | 0 | 0 | 0 | EIA-860, EIA-860M and EIA-923 | 201603
Estados Unidos | Ruxton Park | City of Colorado Springs - (CO) |  | 38.8414 | -104.974 | Manitou Spring | El Paso | Colorado | 80829 | 100 Knull Drive | 1 | 1 | Hidroeléctrica | Hidroeléctrica | 0 | 0 | 0 | 0 | 1 | 0 | 0 | 0 | 0 | 0 | 0 | 0 | EIA-860, EIA-860M and EIA-923 | 201603
Estados Unidos | Boysen | U S Bureau of Reclamation |  | 43.4179 | -108.178 | Thermopolis | Fremont | Wyoming | 82649 | n/a | 17.2 | 17.2 | Hidroeléctrica | Hidroeléctrica | 0 | 0 | 0 | 0 | 17.2 | 0 | 0 | 0 | 0 | 0 | 0 | 0 | EIA-860, EIA-860M and EIA-923 | 201603
Estados Unidos | Lamar Plant | City of Lamar - (CO) |  | 38.0333 | -102.538 | Lamar | Prowers | Colorado | 81052 | 100 North Second Street | 51.7 | 5.5 | Carbón | Eólica | 40 | 4.2 | 2 | 0 | 0 | 0 | 0 | 0 | 5.5 | 0 | 0 | 0 | EIA-860, EIA-860M and EIA-923 | 201603
Estados Unidos | Sonoma California Geothermal | Geysers Power Co LLC |  | 38.7903 | -122.756 | Middletown | Lake | California | 95461 | 10350 Socrates Mine Road | 50 | 50 | Geotérmica | Geotérmica | 0 | 0 | 0 | 0 | 0 | 0 | 0 | 0 | 0 | 50 | 0 | 0 | EIA-860, EIA-860M and EIA-923 | 201603
Estados Unidos | Blue Mesa | U S Bureau of Reclamation |  | 38.4532 | -107.337 | Gunnison | Gunnison | Colorado | 81401 | n/a | 86.4 | 86.4 | Hidroeléctrica | Hidroeléctrica | 0 | 0 | 0 | 0 | 86.4 | 0 | 0 | 0 | 0 | 0 | 0 | 0 | EIA-860, EIA-860M and EIA-923 | 201603
Estados Unidos | Estes | U S Bureau of Reclamation |  | 40.3768 | -105.51 | Estes Park | Larimer | Colorado | 80517 | n/a | 51.6 | 51.6 | Hidroeléctrica | Hidroeléctrica | 0 | 0 | 0 | 0 | 51.6 | 0 | 0 | 0 | 0 | 0 | 0 | 0 | EIA-860, EIA-860M and EIA-923 | 201603
Estados Unidos | Morrow Point | U S Bureau of Reclamation |  | 38.4518 | -107.539 | Montrose | Montrose | Colorado | 81401 | n/a | 173.2 | 173.2 | Hidroeléctrica | Hidroeléctrica | 0 | 0 | 0 | 0 | 173.2 | 0 | 0 | 0 | 0 | 0 | 0 | 0 | EIA-860, EIA-860M and EIA-923 | 201603
Estados Unidos | Big Thompson | U S Bureau of Reclamation |  | 40.421 | -105.224 | Loveland | Larimer | Colorado | 80538 | n/a | 5.2 | 5.2 | Hidroeléctrica | Hidroeléctrica | 0 | 0 | 0 | 0 | 5.2 | 0 | 0 | 0 | 0 | 0 | 0 | 0 | EIA-860, EIA-860M and EIA-923 | 201603
Estados Unidos | Green Mountain | U S Bureau of Reclamation |  | 39.8788 | -106.333 | Kremmling | Summit | Colorado | 80459 | n/a | 26 | 26 | Hidroeléctrica | Hidroeléctrica | 0 | 0 | 0 | 0 | 26 | 0 | 0 | 0 | 0 | 0 | 0 | 0 | EIA-860, EIA-860M and EIA-923 | 201603
Estados Unidos | Marys Lake | U S Bureau of Reclamation |  | 40.3441 | -105.534 | Estes Park | Larimer | Colorado | 80517 | n/a | 9.3 | 9.3 | Hidroeléctrica | Hidroeléctrica | 0 | 0 | 0 | 0 | 9.3 | 0 | 0 | 0 | 0 | 0 | 0 | 0 | EIA-860, EIA-860M and EIA-923 | 201603
Estados Unidos | Flatiron | U S Bureau of Reclamation |  | 40.365 | -105.236 | Loveland | Larimer | Colorado | 80539 | n/a | 94.5 | 94.5 | Hidroeléctrica | Hidroeléctrica | 0 | 0 | 0 | 0 | 86 | 8.5 | 0 | 0 | 0 | 0 | 0 | 0 | EIA-860, EIA-860M and EIA-923 | 201603
Estados Unidos | Pole Hill | U S Bureau of Reclamation |  | 40.3651 | -105.325 | Loveland | Larimer | Colorado | 80537 | n/a | 38.2 | 38.2 | Hidroeléctrica | Hidroeléctrica | 0 | 0 | 0 | 0 | 38.2 | 0 | 0 | 0 | 0 | 0 | 0 | 0 | EIA-860, EIA-860M and EIA-923 | 201603
Estados Unidos | Lower Molina | U S Bureau of Reclamation |  | 39.1937 | -108.044 | Molina | Mesa | Colorado | 81401 | n/a | 5.6 | 5.6 | Hidroeléctrica | Hidroeléctrica | 0 | 0 | 0 | 0 | 5.6 | 0 | 0 | 0 | 0 | 0 | 0 | 0 | EIA-860, EIA-860M and EIA-923 | 201603
Estados Unidos | Upper Molina | U S Bureau of Reclamation |  | 39.1438 | -108.005 | Molina | Mesa | Colorado | 81401 | n/a | 9.9 | 9.9 | Hidroeléctrica | Hidroeléctrica | 0 | 0 | 0 | 0 | 9.9 | 0 | 0 | 0 | 0 | 0 | 0 | 0 | EIA-860, EIA-860M and EIA-923 | 201603
Estados Unidos | Camp Far West | Sacramento Municipal Util Dist |  | 39.0488 | -121.317 | Lincoln | Placer | California | 95692 | 2464 Pacific Ave | 7.2 | 7.2 | Hidroeléctrica | Hidroeléctrica | 0 | 0 | 0 | 0 | 7.2 | 0 | 0 | 0 | 0 | 0 | 0 | 0 | EIA-860, EIA-860M and EIA-923 | 201603
Estados Unidos | Jones Fork | Sacramento Municipal Util Dist |  | 38.8503 | -120.382 | Fresh Pond | El Dorado | California | 95725 | Ice House Rd | 10 | 10 | Hidroeléctrica | Hidroeléctrica | 0 | 0 | 0 | 0 | 10 | 0 | 0 | 0 | 0 | 0 | 0 | 0 | EIA-860, EIA-860M and EIA-923 | 201603
Estados Unidos | Camanche | East Bay Municipal Util Dist |  | 38.2268 | -121.024 | Clements & Wallace | San Joaquin | California | 95227 | McIntire Rd | 10.5 | 10.5 | Hidroeléctrica | Hidroeléctrica | 0 | 0 | 0 | 0 | 10.5 | 0 | 0 | 0 | 0 | 0 | 0 | 0 | EIA-860, EIA-860M and EIA-923 | 201603
Estados Unidos | Rocky River (CT) | FirstLight Power Resources Services LLC |  | 41.5826 | -73.4349 | New Milford | Litchfield | Connecticut | 06776 | 200 Kent Road | 29.4 | 29.4 | Bombeo hidráulico | Bombeo hidráulico | 0 | 0 | 0 | 0 | 0 | 29.4 | 0 | 0 | 0 | 0 | 0 | 0 | EIA-860, EIA-860M and EIA-923 | 201603
Estados Unidos | Bulls Bridge | FirstLight Power Resources Services LLC |  | 41.659 | -73.492 | New Milford | Litchfield | Connecticut | 06776 | 781 Kent Road | 8.4 | 8.4 | Hidroeléctrica | Hidroeléctrica | 0 | 0 | 0 | 0 | 8.4 | 0 | 0 | 0 | 0 | 0 | 0 | 0 | EIA-860, EIA-860M and EIA-923 | 201603
Estados Unidos | Northfield Mountain | FirstLight Power Resources, Inc. - MA |  | 42.6107 | -72.4716 | Northfield | Franklin | Massachusetts | 01360 | 99 Millers Falls Road | 1168 | 1168 | Bombeo hidráulico | Bombeo hidráulico | 0 | 0 | 0 | 0 | 0 | 1168 | 0 | 0 | 0 | 0 | 0 | 0 | EIA-860, EIA-860M and EIA-923 | 201603
Estados Unidos | Kettle Falls Generating Station | Avista Corp |  | 48.6203 | -118.111 | Kettle Falls | Stevens | Washington | 99141 | 1151 Hyw. 395 N. | 56.2 | 50 | Biomasa | Biomasa | 0 | 6.2 | 0 | 0 | 0 | 0 | 0 | 0 | 0 | 0 | 50 | 0 | EIA-860, EIA-860M and EIA-923 | 201603
Estados Unidos | Scotland Dam | FirstLight Power Resources Services LLC |  | 41.6651 | -72.1221 | Windham | Windham | Connecticut | 06280 | 695 Jerusalem Road | 1.7 | 1.7 | Hidroeléctrica | Hidroeléctrica | 0 | 0 | 0 | 0 | 1.7 | 0 | 0 | 0 | 0 | 0 | 0 | 0 | EIA-860, EIA-860M and EIA-923 | 201603
Estados Unidos | Shepaug | FirstLight Power Resources Services LLC |  | 41.4484 | -73.2953 | Southbury | New Haven | Connecticut | 06488 | 2225 River Road | 41.5 | 41.5 | Hidroeléctrica | Hidroeléctrica | 0 | 0 | 0 | 0 | 41.5 | 0 | 0 | 0 | 0 | 0 | 0 | 0 | EIA-860, EIA-860M and EIA-923 | 201603
Estados Unidos | Stevenson | FirstLight Power Resources Services LLC |  | 41.3833 | -73.1714 | Monroe | Fairfield | Connecticut | 06468 | 1 Roosevelt Drive | 28.9 | 28.9 | Hidroeléctrica | Hidroeléctrica | 0 | 0 | 0 | 0 | 28.9 | 0 | 0 | 0 | 0 | 0 | 0 | 0 | EIA-860, EIA-860M and EIA-923 | 201603
Estados Unidos | Taftville | FirstLight Power Resources Services LLC |  | 41.5725 | -72.0458 | Taftville | New London | Connecticut | 06380 | 607 Norwich Avenue | 2 | 2 | Hidroeléctrica | Hidroeléctrica | 0 | 0 | 0 | 0 | 2 | 0 | 0 | 0 | 0 | 0 | 0 | 0 | EIA-860, EIA-860M and EIA-923 | 201603
Estados Unidos | Tunnel | FirstLight Power Resources Services LLC |  | 41.5554 | -72.0418 | Preston | New London | Connecticut | 06365 | 72 Roosevelt Drive | 18.1 | 1.6 | Petróleo | Hidroeléctrica | 0 | 0 | 16.5 | 0 | 1.6 | 0 | 0 | 0 | 0 | 0 | 0 | 0 | EIA-860, EIA-860M and EIA-923 | 201603
Estados Unidos | Rainbow (CT) | Farmington River Power Company |  | 41.9153 | -72.6936 | Windsor | Hartford | Connecticut | 06095 | 347 Rainbow Road | 8 | 8 | Hidroeléctrica | Hidroeléctrica | 0 | 0 | 0 | 0 | 8 | 0 | 0 | 0 | 0 | 0 | 0 | 0 | EIA-860, EIA-860M and EIA-923 | 201603
Estados Unidos | Falls Village | FirstLight Power Resources Services LLC |  | 41.9573 | -73.3693 | Falls Village | Litchfield | Connecticut | 06031 | 35 Water Street | 9.9 | 9.9 | Hidroeléctrica | Hidroeléctrica | 0 | 0 | 0 | 0 | 9.9 | 0 | 0 | 0 | 0 | 0 | 0 | 0 | EIA-860, EIA-860M and EIA-923 | 201603
Estados Unidos | Central Hudson High Falls | Central Hudson Gas & Elec Corp |  | 41.8288 | -74.1319 | High Falls | Ulster | New York | 12440 | Route 213 | 3.2 | 3.2 | Hidroeléctrica | Hidroeléctrica | 0 | 0 | 0 | 0 | 3.2 | 0 | 0 | 0 | 0 | 0 | 0 | 0 | EIA-860, EIA-860M and EIA-923 | 201603
Estados Unidos | Tenth Street | City of Norwich - (CT) |  | 41.539 | -72.0509 | Norwich | New London | Connecticut | 06360 | 10th Street | 1 | 1 | Hidroeléctrica | Hidroeléctrica | 0 | 0 | 0 | 0 | 1 | 0 | 0 | 0 | 0 | 0 | 0 | 0 | EIA-860, EIA-860M and EIA-923 | 201603
Estados Unidos | Navajo Dam | City of Farmington - (NM) |  | 36.8061 | -107.613 | Farmington | San Juan | New Mexico | 87401 | Reservoir Outlet | 30 | 30 | Hidroeléctrica | Hidroeléctrica | 0 | 0 | 0 | 0 | 30 | 0 | 0 | 0 | 0 | 0 | 0 | 0 | EIA-860, EIA-860M and EIA-923 | 201603
Estados Unidos | Drop 1 | Imperial Irrigation District |  | 32.7116 | -114.943 | Gordons Well | Imperial | California | 92250 | Interstate 8 | 3.8 | 3.8 | Hidroeléctrica | Hidroeléctrica | 0 | 0 | 0 | 0 | 3.8 | 0 | 0 | 0 | 0 | 0 | 0 | 0 | EIA-860, EIA-860M and EIA-923 | 201603
Estados Unidos | East Highline | Imperial Irrigation District |  | 32.6995 | -115.282 | Holtville | Imperial | California | 92231 | 2898 Highway 98 | 1 | 1 | Hidroeléctrica | Hidroeléctrica | 0 | 0 | 0 | 0 | 1 | 0 | 0 | 0 | 0 | 0 | 0 | 0 | EIA-860, EIA-860M and EIA-923 | 201603
Estados Unidos | J C McNeil | City of Burlington Electric - (VT) |  | 44.4917 | -73.2081 | Burlington | Chittenden | Vermont | 05401 | 111 Intervale Road | 52 | 52 | Biomasa | Biomasa | 0 | 0 | 0 | 0 | 0 | 0 | 0 | 0 | 0 | 0 | 52 | 0 | EIA-860, EIA-860M and EIA-923 | 201603
Estados Unidos | South Fork Tolt | City of Seattle - (WA) |  | 47.6992 | -121.783 | North Bend | King | Washington | 98045 | 20030 Cedar Falls Road S.E. | 16.8 | 16.8 | Hidroeléctrica | Hidroeléctrica | 0 | 0 | 0 | 0 | 16.8 | 0 | 0 | 0 | 0 | 0 | 0 | 0 | EIA-860, EIA-860M and EIA-923 | 201603
Estados Unidos | Upper Mechanicville | New York State Elec & Gas Corp |  | 42.9126 | -73.6805 | Town of Stillwater | Saratoga | New York | 12170 | 288 North Main St | 18.4 | 18.4 | Hidroeléctrica | Hidroeléctrica | 0 | 0 | 0 | 0 | 18.4 | 0 | 0 | 0 | 0 | 0 | 0 | 0 | EIA-860, EIA-860M and EIA-923 | 201603
Estados Unidos | Oak Flat | Pacific Gas & Electric Co |  | 40.0753 | -121.161 | Belden | Plumas | California | 95956 | 1000 Caribou Road | 1.3 | 1.3 | Hidroeléctrica | Hidroeléctrica | 0 | 0 | 0 | 0 | 1.3 | 0 | 0 | 0 | 0 | 0 | 0 | 0 | EIA-860, EIA-860M and EIA-923 | 201603
Estados Unidos | Newcastle | Pacific Gas & Electric Co |  | 38.8352 | -121.093 | Auburn | Placer | California | 95603 | Newcastle- Rocklin Road | 11.5 | 11.5 | Hidroeléctrica | Hidroeléctrica | 0 | 0 | 0 | 0 | 11.5 | 0 | 0 | 0 | 0 | 0 | 0 | 0 | EIA-860, EIA-860M and EIA-923 | 201603
Estados Unidos | Pilot Butte | U S Bureau of Reclamation |  | 43.219 | -108.788 | Morton | Fremont | Wyoming | 82644 | n/a | 1.6 | 1.6 | Hidroeléctrica | Hidroeléctrica | 0 | 0 | 0 | 0 | 1.6 | 0 | 0 | 0 | 0 | 0 | 0 | 0 | EIA-860, EIA-860M and EIA-923 | 201603
Estados Unidos | W K Sanders | Village of Morrisville - (VT) |  | 44.6253 | -72.5309 | Hyde Park | Lamoille | Vermont | 05655 | 1740 Green River Dam Road | 1.4 | 1.4 | Hidroeléctrica | Hidroeléctrica | 0 | 0 | 0 | 0 | 1.4 | 0 | 0 | 0 | 0 | 0 | 0 | 0 | EIA-860, EIA-860M and EIA-923 | 201603
Estados Unidos | Kerckhoff 2 | Pacific Gas & Electric Co |  | 37.0718 | -119.558 | Auberry | Fresno | California | 93602 | Smally Road | 155 | 155 | Hidroeléctrica | Hidroeléctrica | 0 | 0 | 0 | 0 | 155 | 0 | 0 | 0 | 0 | 0 | 0 | 0 | EIA-860, EIA-860M and EIA-923 | 201603
Estados Unidos | J Woodruff | USCE-Mobile District |  | 30.7086 | -84.8639 | Chattahoochee | Gadsden | Florida | 32324 | 1 Dam Access RD | 43.5 | 43.5 | Hidroeléctrica | Hidroeléctrica | 0 | 0 | 0 | 0 | 43.5 | 0 | 0 | 0 | 0 | 0 | 0 | 0 | EIA-860, EIA-860M and EIA-923 | 201603
Estados Unidos | Medicine Bow | Medicine Bow Wind LLC |  | 41.8353 | -106.243 | Medicine Bow | Carbon | Wyoming | 82329 | 475 Carbon Co. Rd. 3 | 6.1 | 6.1 | Eólica | Eólica | 0 | 0 | 0 | 0 | 0 | 0 | 0 | 0 | 6.1 | 0 | 0 | 0 | EIA-860, EIA-860M and EIA-923 | 201603
Estados Unidos | Bartletts Ferry | Georgia Power Co |  | 32.662 | -85.0916 | Salem | Lee | Alabama | 36874 | 61 Lee Road 335 | 189.7 | 189.7 | Hidroeléctrica | Hidroeléctrica | 0 | 0 | 0 | 0 | 189.7 | 0 | 0 | 0 | 0 | 0 | 0 | 0 | EIA-860, EIA-860M and EIA-923 | 201603
Estados Unidos | Burton Dam | Georgia Power Co |  | 34.7939 | -83.5406 | Clayton | Rabun | Georgia | 30523 | 220 Day Lily Lane | 9.5 | 9.5 | Hidroeléctrica | Hidroeléctrica | 0 | 0 | 0 | 0 | 9.5 | 0 | 0 | 0 | 0 | 0 | 0 | 0 | EIA-860, EIA-860M and EIA-923 | 201603
Estados Unidos | Flint River | Georgia Power Co |  | 31.6028 | -84.1376 | Albany | Dougherty | Georgia | 31071 | 1 Georgia Power Road | 6.5 | 6.5 | Hidroeléctrica | Hidroeléctrica | 0 | 0 | 0 | 0 | 6.5 | 0 | 0 | 0 | 0 | 0 | 0 | 0 | EIA-860, EIA-860M and EIA-923 | 201603
Estados Unidos | Goat Rock | Georgia Power Co |  | 32.6096 | -85.0805 | Smiths | Lee | Alabama | 36877 | Lee Road 328 | 38.8 | 38.8 | Hidroeléctrica | Hidroeléctrica | 0 | 0 | 0 | 0 | 38.8 | 0 | 0 | 0 | 0 | 0 | 0 | 0 | EIA-860, EIA-860M and EIA-923 | 201603
Estados Unidos | Lloyd Shoals | Georgia Power Co |  | 33.3208 | -83.8419 | Jackson | Jasper | Georgia | 31024 | 180 Dam Road | 22.5 | 22.5 | Hidroeléctrica | Hidroeléctrica | 0 | 0 | 0 | 0 | 22.5 | 0 | 0 | 0 | 0 | 0 | 0 | 0 | EIA-860, EIA-860M and EIA-923 | 201603
Estados Unidos | Toadtown | Pacific Gas & Electric Co |  | 39.8935 | -121.593 | Mogalia | Butte | California | 95954 | Toadtown Road | 1.5 | 1.5 | Hidroeléctrica | Hidroeléctrica | 0 | 0 | 0 | 0 | 1.5 | 0 | 0 | 0 | 0 | 0 | 0 | 0 | EIA-860, EIA-860M and EIA-923 | 201603
Estados Unidos | Morgan Falls | Georgia Power Co |  | 33.9684 | -84.3827 | Dunwoody | Fulton | Georgia | 30350 | 380 Morgan Falls Road | 10.4 | 10.4 | Hidroeléctrica | Hidroeléctrica | 0 | 0 | 0 | 0 | 10.4 | 0 | 0 | 0 | 0 | 0 | 0 | 0 | EIA-860, EIA-860M and EIA-923 | 201603
Estados Unidos | Nacoochee | Georgia Power Co |  | 34.7553 | -83.5011 | Lakemont | Rabun | Georgia | 30523 | 44 Low Gap Road | 6 | 6 | Hidroeléctrica | Hidroeléctrica | 0 | 0 | 0 | 0 | 6 | 0 | 0 | 0 | 0 | 0 | 0 | 0 | EIA-860, EIA-860M and EIA-923 | 201603
Estados Unidos | North Highlands | Georgia Power Co |  | 32.4988 | -84.9956 | Columbus | Muscogee | Georgia | 31904 | 3800 First Avenue | 34.4 | 34.4 | Hidroeléctrica | Hidroeléctrica | 0 | 0 | 0 | 0 | 34.4 | 0 | 0 | 0 | 0 | 0 | 0 | 0 | EIA-860, EIA-860M and EIA-923 | 201603
Estados Unidos | Oliver Dam | Georgia Power Co |  | 32.5163 | -84.9969 | Columbus | Muscogee | Georgia | 31904 | 1000 Municipal Marina Road | 59.2 | 59.2 | Hidroeléctrica | Hidroeléctrica | 0 | 0 | 0 | 0 | 59.2 | 0 | 0 | 0 | 0 | 0 | 0 | 0 | EIA-860, EIA-860M and EIA-923 | 201603
Estados Unidos | Sinclair Dam | Georgia Power Co |  | 33.1403 | -83.2028 | Milledgeville | Baldwin | Georgia | 31024 | Log Cabin Drive | 43.8 | 43.8 | Hidroeléctrica | Hidroeléctrica | 0 | 0 | 0 | 0 | 43.8 | 0 | 0 | 0 | 0 | 0 | 0 | 0 | EIA-860, EIA-860M and EIA-923 | 201603
Estados Unidos | Tallulah Falls | Georgia Power Co |  | 34.7313 | -83.3755 | Tallulah Falls | Habersham | Georgia | 30523 | 500 Tallulah Plant Road | 72.9 | 72.9 | Hidroeléctrica | Hidroeléctrica | 0 | 0 | 0 | 0 | 72.9 | 0 | 0 | 0 | 0 | 0 | 0 | 0 | EIA-860, EIA-860M and EIA-923 | 201603
Estados Unidos | Terrora | Georgia Power Co |  | 34.7504 | -83.4063 | Tallulah Falls | Rabun | Georgia | 30523 | 201 Y Camp Road | 16.6 | 16.6 | Hidroeléctrica | Hidroeléctrica | 0 | 0 | 0 | 0 | 16.6 | 0 | 0 | 0 | 0 | 0 | 0 | 0 | EIA-860, EIA-860M and EIA-923 | 201603
Estados Unidos | Tugalo | Georgia Power Co |  | 34.7133 | -83.3519 | Tallulah Falls | Habersham | Georgia | 30523 | 5233 Tugalo Plant Road | 52 | 52 | Hidroeléctrica | Hidroeléctrica | 0 | 0 | 0 | 0 | 52 | 0 | 0 | 0 | 0 | 0 | 0 | 0 | EIA-860, EIA-860M and EIA-923 | 201603
Estados Unidos | Yonah | Georgia Power Co |  | 34.6815 | -83.3426 | Toccoa | Stephens | Georgia | 30523 | Yonah Dam Road | 28.5 | 28.5 | Hidroeléctrica | Hidroeléctrica | 0 | 0 | 0 | 0 | 28.5 | 0 | 0 | 0 | 0 | 0 | 0 | 0 | EIA-860, EIA-860M and EIA-923 | 201603
Estados Unidos | Stevens Creek | South Carolina Electric&Gas Company |  | 33.5626 | -82.0512 | Martinez | Columbia | Georgia | 30907 | 406 Stevens Creek Road | 12 | 12 | Hidroeléctrica | Hidroeléctrica | 0 | 0 | 0 | 0 | 12 | 0 | 0 | 0 | 0 | 0 | 0 | 0 | EIA-860, EIA-860M and EIA-923 | 201603
Estados Unidos | Etiwanda | Metropolitan Water District of S CA |  | 34.1035 | -117.526 | Rancho Cucamonga | San Bernardino | California | 91730 | 8248 Etiwanda Ave | 23.9 | 23.9 | Hidroeléctrica | Hidroeléctrica | 0 | 0 | 0 | 0 | 23.9 | 0 | 0 | 0 | 0 | 0 | 0 | 0 | EIA-860, EIA-860M and EIA-923 | 201603
Estados Unidos | Moccasin Low Head Hydro Project | City & County of San Francisco |  | 37.8164 | -120.312 | Moccassin | Tuolumne | California | 95347 | Hwy 120-49 junction | 2.9 | 2.9 | Hidroeléctrica | Hidroeléctrica | 0 | 0 | 0 | 0 | 2.9 | 0 | 0 | 0 | 0 | 0 | 0 | 0 | EIA-860, EIA-860M and EIA-923 | 201603
Estados Unidos | Lake Blackshear Project | Crisp County Power Comm |  | 31.8477 | -83.942 | Warwick | Worth | Georgia | 31796 | 961 Power Dam Road | 15.2 | 15.2 | Hidroeléctrica | Hidroeléctrica | 0 | 0 | 0 | 0 | 15.2 | 0 | 0 | 0 | 0 | 0 | 0 | 0 | EIA-860, EIA-860M and EIA-923 | 201603
Estados Unidos | Hartwell Lake | USCE-Savannah District |  | 34.3564 | -82.8219 | Hartwell | Hart | Georgia | 30643 | 6961 Anderson Highway | 420 | 420 | Hidroeléctrica | Hidroeléctrica | 0 | 0 | 0 | 0 | 420 | 0 | 0 | 0 | 0 | 0 | 0 | 0 | EIA-860, EIA-860M and EIA-923 | 201603
Estados Unidos | Blue Ridge | Tennessee Valley Authority |  | 34.8839 | -84.2822 | Blue Ridge | Fannin | Georgia | 30513 | 524 North River Rd | 17.3 | 17.3 | Hidroeléctrica | Hidroeléctrica | 0 | 0 | 0 | 0 | 17.3 | 0 | 0 | 0 | 0 | 0 | 0 | 0 | EIA-860, EIA-860M and EIA-923 | 201603
Estados Unidos | Nottely | Tennessee Valley Authority |  | 34.9592 | -84.0876 | Blairsville | Union | Georgia | 30512 | Nottely Dam Rd. | 20.1 | 20.1 | Hidroeléctrica | Hidroeléctrica | 0 | 0 | 0 | 0 | 20.1 | 0 | 0 | 0 | 0 | 0 | 0 | 0 | EIA-860, EIA-860M and EIA-923 | 201603
Estados Unidos | Buford | USCE-Mobile District |  | 34.1623 | -84.0774 | Buford | Forsyth | Georgia | 30518 | 7000 Powerhouse Road | 126.8 | 126.8 | Hidroeléctrica | Hidroeléctrica | 0 | 0 | 0 | 0 | 126.8 | 0 | 0 | 0 | 0 | 0 | 0 | 0 | EIA-860, EIA-860M and EIA-923 | 201603
Estados Unidos | Allatoona | USCE-Mobile District |  | 34.1637 | -84.7282 | Cartersville | Bartow | Georgia | 30120 | 585 Allatoona Dam Road | 72 | 72 | Hidroeléctrica | Hidroeléctrica | 0 | 0 | 0 | 0 | 72 | 0 | 0 | 0 | 0 | 0 | 0 | 0 | EIA-860, EIA-860M and EIA-923 | 201603
Estados Unidos | Walter F George | USCE-Mobile District |  | 34.6142 | -84.6748 | Ft. Gaines | Murray | Georgia | 36373 | Powerhouse Rd | 168 | 168 | Hidroeléctrica | Hidroeléctrica | 0 | 0 | 0 | 0 | 168 | 0 | 0 | 0 | 0 | 0 | 0 | 0 | EIA-860, EIA-860M and EIA-923 | 201603
Estados Unidos | Puueo | Hawaii Electric Light Co Inc |  | 19.7264 | -155.091 | Hilo | Hawaii | Hawaii | 96720 | 117 Wainaku Avenue | 3.1 | 3.1 | Hidroeléctrica | Hidroeléctrica | 0 | 0 | 0 | 0 | 3.1 | 0 | 0 | 0 | 0 | 0 | 0 | 0 | EIA-860, EIA-860M and EIA-923 | 201603
Estados Unidos | Waiau Hydro | Hawaii Electric Light Co Inc |  | 19.7203 | -155.119 | Hilo | Hawaii | Hawaii | 96720 | Waianuenue Ave and Hwy 200 | 1 | 1 | Hidroeléctrica | Hidroeléctrica | 0 | 0 | 0 | 0 | 1 | 0 | 0 | 0 | 0 | 0 | 0 | 0 | EIA-860, EIA-860M and EIA-923 | 201603
Estados Unidos | Sly Creek | South Feather Water and Power Agency |  | 39.5804 | -121.119 | Forbestown | Butte | California | 95941 | Barton Hill Road | 9 | 9 | Hidroeléctrica | Hidroeléctrica | 0 | 0 | 0 | 0 | 9 | 0 | 0 | 0 | 0 | 0 | 0 | 0 | EIA-860, EIA-860M and EIA-923 | 201603
Estados Unidos | Kingsley | Central Nebraska Pub P&I Dist |  | 41.2114 | -101.668 | Ogallala | Keith | Nebraska | 69153 | 199 Central District Drive | 38 | 38 | Hidroeléctrica | Hidroeléctrica | 0 | 0 | 0 | 0 | 38 | 0 | 0 | 0 | 0 | 0 | 0 | 0 | EIA-860, EIA-860M and EIA-923 | 201603
Estados Unidos | East Barnet | Green Mountain Power Corp |  | 44.3263 | -72.0359 | Barnet | Caledonia | Vermont | 05821 | 29 Cannon Lane | 1.9 | 1.9 | Hidroeléctrica | Hidroeléctrica | 0 | 0 | 0 | 0 | 1.9 | 0 | 0 | 0 | 0 | 0 | 0 | 0 | EIA-860, EIA-860M and EIA-923 | 201603
Estados Unidos | Gem State | City of Idaho Falls - (ID) |  | 43.4202 | -112.102 | Idaho Falls | Bonneville | Idaho | 83402 | 8635 S. 35th West | 23.4 | 23.4 | Hidroeléctrica | Hidroeléctrica | 0 | 0 | 0 | 0 | 23.4 | 0 | 0 | 0 | 0 | 0 | 0 | 0 | EIA-860, EIA-860M and EIA-923 | 201603
Estados Unidos | Canyon | Guadalupe Blanco River Authority |  | 29.8706 | -98.1947 | Canyon Lake | Comal | Texas | 78155 | 16930 South Access Road | 6 | 6 | Hidroeléctrica | Hidroeléctrica | 0 | 0 | 0 | 0 | 6 | 0 | 0 | 0 | 0 | 0 | 0 | 0 | EIA-860, EIA-860M and EIA-923 | 201603
Estados Unidos | Lewisville | City of Garland - (TX) |  | 33.0685 | -96.9638 | Lewisville | Denton | Texas | 75067 | 1500 N Mill St | 2 | 2 | Hidroeléctrica | Hidroeléctrica | 0 | 0 | 0 | 0 | 2 | 0 | 0 | 0 | 0 | 0 | 0 | 0 | EIA-860, EIA-860M and EIA-923 | 201603
Estados Unidos | Charles E Monty | Brookfield White Pine Hydro LLC |  | 44.0995 | -70.2208 | Lewiston | Androscoggin | Maine | 04240 | 54 Island Avenue | 28 | 28 | Hidroeléctrica | Hidroeléctrica | 0 | 0 | 0 | 0 | 28 | 0 | 0 | 0 | 0 | 0 | 0 | 0 | EIA-860, EIA-860M and EIA-923 | 201603
Estados Unidos | Jarvis (Hinckley) | New York Power Authority |  | 43.3121 | -75.109 | Hinckley | Oneida | New York | 13352 | None | 9 | 9 | Hidroeléctrica | Hidroeléctrica | 0 | 0 | 0 | 0 | 9 | 0 | 0 | 0 | 0 | 0 | 0 | 0 | EIA-860, EIA-860M and EIA-923 | 201603
Estados Unidos | American Falls | Idaho Power Co |  | 42.7778 | -112.876 | American Falls | Power | Idaho | 83211 | 2891 Fish Hatchery Road | 110.4 | 110.4 | Hidroeléctrica | Hidroeléctrica | 0 | 0 | 0 | 0 | 110.4 | 0 | 0 | 0 | 0 | 0 | 0 | 0 | EIA-860, EIA-860M and EIA-923 | 201603
Estados Unidos | Bliss | Idaho Power Co |  | 42.9138 | -115.071 | Bliss | Gooding | Idaho | 83314 | 1925 Power Plant Road | 81.4 | 81.4 | Hidroeléctrica | Hidroeléctrica | 0 | 0 | 0 | 0 | 81.4 | 0 | 0 | 0 | 0 | 0 | 0 | 0 | EIA-860, EIA-860M and EIA-923 | 201603
Estados Unidos | Brownlee | Idaho Power Co |  | 44.8367 | -116.897 | Cambridge | Washington | Idaho | 83610 | ID Highway #71 @ the Snake R. | 744 | 744 | Hidroeléctrica | Hidroeléctrica | 0 | 0 | 0 | 0 | 744 | 0 | 0 | 0 | 0 | 0 | 0 | 0 | EIA-860, EIA-860M and EIA-923 | 201603
Estados Unidos | C J Strike | Idaho Power Co |  | 42.9449 | -115.978 | Bruneau | Owyhee | Idaho | 83604 | 26378 Strike Dam Cutoff Road | 94.2 | 94.2 | Hidroeléctrica | Hidroeléctrica | 0 | 0 | 0 | 0 | 94.2 | 0 | 0 | 0 | 0 | 0 | 0 | 0 | EIA-860, EIA-860M and EIA-923 | 201603
Estados Unidos | Cascade Dam | Idaho Power Co |  | 44.5256 | -116.048 | Cascade | Valley | Idaho | 83611 | 601 Lake Way | 14.4 | 14.4 | Hidroeléctrica | Hidroeléctrica | 0 | 0 | 0 | 0 | 14.4 | 0 | 0 | 0 | 0 | 0 | 0 | 0 | EIA-860, EIA-860M and EIA-923 | 201603
Estados Unidos | Clear Lake | Idaho Power Co |  | 42.667 | -114.78 | Buhl | Gooding | Idaho | 83316 | 3696 Canyon Lane | 2.1 | 2.1 | Hidroeléctrica | Hidroeléctrica | 0 | 0 | 0 | 0 | 2.1 | 0 | 0 | 0 | 0 | 0 | 0 | 0 | EIA-860, EIA-860M and EIA-923 | 201603
Estados Unidos | Lower Malad | Idaho Power Co |  | 42.8658 | -114.906 | Hagerman | Gooding | Idaho | 83332 | 2.5 Miles N, Highway 30 | 15.3 | 15.3 | Hidroeléctrica | Hidroeléctrica | 0 | 0 | 0 | 0 | 15.3 | 0 | 0 | 0 | 0 | 0 | 0 | 0 | EIA-860, EIA-860M and EIA-923 | 201603
Estados Unidos | Lower Salmon | Idaho Power Co |  | 42.8416 | -114.904 | Hagerman | Gooding | Idaho | 83332 | 902 D Justice Grade | 71.9 | 71.9 | Hidroeléctrica | Hidroeléctrica | 0 | 0 | 0 | 0 | 71.9 | 0 | 0 | 0 | 0 | 0 | 0 | 0 | EIA-860, EIA-860M and EIA-923 | 201603
Estados Unidos | Shoshone Falls | Idaho Power Co |  | 42.5975 | -114.403 | Twin Falls | Jerome | Idaho | 83301 | 730 Canyon Drive | 13.9 | 13.9 | Hidroeléctrica | Hidroeléctrica | 0 | 0 | 0 | 0 | 13.9 | 0 | 0 | 0 | 0 | 0 | 0 | 0 | EIA-860, EIA-860M and EIA-923 | 201603
Estados Unidos | Swan Falls | Idaho Power Co |  | 43.2435 | -116.379 | Kuna | Ada | Idaho | 83634 | 27201 Swan Falls Rd | 29.4 | 29.4 | Hidroeléctrica | Hidroeléctrica | 0 | 0 | 0 | 0 | 29.4 | 0 | 0 | 0 | 0 | 0 | 0 | 0 | EIA-860, EIA-860M and EIA-923 | 201603
Estados Unidos | Thousand Springs | Idaho Power Co |  | 42.7405 | -114.837 | Wendell | Gooding | Idaho | 83355 | 1230A Thousand Springs Grade | 8 | 8 | Hidroeléctrica | Hidroeléctrica | 0 | 0 | 0 | 0 | 8 | 0 | 0 | 0 | 0 | 0 | 0 | 0 | EIA-860, EIA-860M and EIA-923 | 201603
Estados Unidos | Twin Falls (ID) | Idaho Power Co |  | 42.5892 | -114.355 | Kimberly | Twin Falls | Idaho | 83341 | 3593 Twin Falls Grade | 53.2 | 53.2 | Hidroeléctrica | Hidroeléctrica | 0 | 0 | 0 | 0 | 53.2 | 0 | 0 | 0 | 0 | 0 | 0 | 0 | EIA-860, EIA-860M and EIA-923 | 201603
Estados Unidos | Upper Salmon A | Idaho Power Co |  | 42.7674 | -114.925 | Hagerman | Twin Falls | Idaho | 83332 | Salmon Falls Rd. | 18.2 | 18.2 | Hidroeléctrica | Hidroeléctrica | 0 | 0 | 0 | 0 | 18.2 | 0 | 0 | 0 | 0 | 0 | 0 | 0 | EIA-860, EIA-860M and EIA-923 | 201603
Estados Unidos | Upper Malad | Idaho Power Co |  | 42.8643 | -114.886 | Hagerman | Gooding | Idaho | 83332 | 2.5 Miles N, Highway 30 | 8.1 | 8.1 | Hidroeléctrica | Hidroeléctrica | 0 | 0 | 0 | 0 | 8.1 | 0 | 0 | 0 | 0 | 0 | 0 | 0 | EIA-860, EIA-860M and EIA-923 | 201603
Estados Unidos | Ashton | PacifiCorp |  | 44.0786 | -111.497 | Ashton | Fremont | Idaho | 83420 | 1338 N 3300 E | 7.1 | 7.1 | Hidroeléctrica | Hidroeléctrica | 0 | 0 | 0 | 0 | 7.1 | 0 | 0 | 0 | 0 | 0 | 0 | 0 | EIA-860, EIA-860M and EIA-923 | 201603
Estados Unidos | Grace | PacifiCorp |  | 42.5368 | -111.794 | Grace | Caribou | Idaho | 83241 | 822 Grace Power Plant Road | 33 | 33 | Hidroeléctrica | Hidroeléctrica | 0 | 0 | 0 | 0 | 33 | 0 | 0 | 0 | 0 | 0 | 0 | 0 | EIA-860, EIA-860M and EIA-923 | 201603
Estados Unidos | Oneida | PacifiCorp |  | 42.2678 | -111.749 | Riverdale | Franklin | Idaho | 83263 | Oneida Narrows Road | 27.9 | 27.9 | Hidroeléctrica | Hidroeléctrica | 0 | 0 | 0 | 0 | 27.9 | 0 | 0 | 0 | 0 | 0 | 0 | 0 | EIA-860, EIA-860M and EIA-923 | 201603
Estados Unidos | Soda | PacifiCorp |  | 42.6446 | -111.697 | Soda Springs | Caribou | Idaho | 83276 | 1579 Soda Power Plant Road | 15.2 | 15.2 | Hidroeléctrica | Hidroeléctrica | 0 | 0 | 0 | 0 | 15.2 | 0 | 0 | 0 | 0 | 0 | 0 | 0 | EIA-860, EIA-860M and EIA-923 | 201603
Estados Unidos | Cabinet Gorge | Avista Corp |  | 48.0844 | -116.053 | Clark Fork | Bonner | Idaho | 83811 | 61940 Hwy 200 | 254.6 | 254.6 | Hidroeléctrica | Hidroeléctrica | 0 | 0 | 0 | 0 | 254.6 | 0 | 0 | 0 | 0 | 0 | 0 | 0 | EIA-860, EIA-860M and EIA-923 | 201603
Estados Unidos | Post Falls | Avista Corp |  | 47.7033 | -116.954 | Post Falls | Kootenai | Idaho | 83854 | 1091 W 4th Ave. | 17.5 | 17.5 | Hidroeléctrica | Hidroeléctrica | 0 | 0 | 0 | 0 | 17.5 | 0 | 0 | 0 | 0 | 0 | 0 | 0 | EIA-860, EIA-860M and EIA-923 | 201603
Estados Unidos | Dworshak | USACE Northwestern Division |  | 46.5143 | -116.298 | Ahsahka | Clearwater | Idaho | 83520 | P.O. BOX 48 | 400 | 400 | Hidroeléctrica | Hidroeléctrica | 0 | 0 | 0 | 0 | 400 | 0 | 0 | 0 | 0 | 0 | 0 | 0 | EIA-860, EIA-860M and EIA-923 | 201603
Estados Unidos | City Power Plant | City of Idaho Falls - (ID) |  | 43.4914 | -112.045 | Idaho Falls | Bonneville | Idaho | 83402 | 140 S. Capital Ave. | 8 | 8 | Hidroeléctrica | Hidroeléctrica | 0 | 0 | 0 | 0 | 8 | 0 | 0 | 0 | 0 | 0 | 0 | 0 | EIA-860, EIA-860M and EIA-923 | 201603
Estados Unidos | Lower No 2 | City of Idaho Falls - (ID) |  | 43.4684 | -112.063 | Idaho Falls | Bonneville | Idaho | 83402 | 1690 W. Sunnyside | 3 | 3 | Hidroeléctrica | Hidroeléctrica | 0 | 0 | 0 | 0 | 3 | 0 | 0 | 0 | 0 | 0 | 0 | 0 | EIA-860, EIA-860M and EIA-923 | 201603
Estados Unidos | Upper Power Plant | City of Idaho Falls - (ID) |  | 43.5527 | -112.051 | Idaho Falls | Bonneville | Idaho | 83402 | 6598 West River Road | 8 | 8 | Hidroeléctrica | Hidroeléctrica | 0 | 0 | 0 | 0 | 8 | 0 | 0 | 0 | 0 | 0 | 0 | 0 | EIA-860, EIA-860M and EIA-923 | 201603
Estados Unidos | Combie South | Nevada Irrigation District |  | 39.0096 | -121.059 | Auburn | Nevada | California | 95722 | Hwy 49 At Combie Rd/ Dam | 1.5 | 1.5 | Hidroeléctrica | Hidroeléctrica | 0 | 0 | 0 | 0 | 1.5 | 0 | 0 | 0 | 0 | 0 | 0 | 0 | EIA-860, EIA-860M and EIA-923 | 201603
Estados Unidos | Palisades Dam | U S Bureau of Reclamation |  | 43.3349 | -111.206 | Palisades | Bonneville | Idaho | 83428 | n/a | 176.4 | 176.4 | Hidroeléctrica | Hidroeléctrica | 0 | 0 | 0 | 0 | 176.4 | 0 | 0 | 0 | 0 | 0 | 0 | 0 | EIA-860, EIA-860M and EIA-923 | 201603
Estados Unidos | Albeni Falls | USACE Northwestern Division |  | 48.1802 | -116.999 | Oldtown | Bonner | Idaho | 83822 | 2376 East Highway 2 | 42 | 42 | Hidroeléctrica | Hidroeléctrica | 0 | 0 | 0 | 0 | 42 | 0 | 0 | 0 | 0 | 0 | 0 | 0 | EIA-860, EIA-860M and EIA-923 | 201603
Estados Unidos | Moline | MidAmerican Energy Co |  | 41.51 | -90.534 | Moline | Rock Island | Illinois | 61265 | 100 2nd Street | 69.9 | 3.2 | Gas natural | Hidroeléctrica | 0 | 66.7 | 0 | 0 | 3.2 | 0 | 0 | 0 | 0 | 0 | 0 | 0 | EIA-860, EIA-860M and EIA-923 | 201603
Estados Unidos | Bottle Rock Power | Bottle Rock Power LLC |  | 38.8348 | -122.768 | Cobb | Lake | California | 95426 | 7385 High Valley Road | 10 | 10 | Geotérmica | Geotérmica | 0 | 0 | 0 | 0 | 0 | 0 | 0 | 0 | 0 | 10 | 0 | 0 | EIA-860, EIA-860M and EIA-923 | 201603
Estados Unidos | Rockton | Midwest Hydro LLC |  | 42.4511 | -89.0756 | Rockton | Winnebago | Illinois | 61072 | Center & Hawick Street | 1.1 | 1.1 | Hidroeléctrica | Hidroeléctrica | 0 | 0 | 0 | 0 | 1.1 | 0 | 0 | 0 | 0 | 0 | 0 | 0 | EIA-860, EIA-860M and EIA-923 | 201603
Estados Unidos | Alamo | California Dept. of Water Resources |  | 34.8158 | -118.687 | Pearblossom | Los Angeles | California | 93553 | 34534 116 St. E. P.O Box 1187 | 17 | 17 | Hidroeléctrica | Hidroeléctrica | 0 | 0 | 0 | 0 | 17 | 0 | 0 | 0 | 0 | 0 | 0 | 0 | EIA-860, EIA-860M and EIA-923 | 201603
Estados Unidos | Quincy Chute | PUD No 2 of Grant County |  | 46.9825 | -119.258 | Quincy | Grant | Washington | 98848 | White Trail Road | 9.4 | 9.4 | Hidroeléctrica | Hidroeléctrica | 0 | 0 | 0 | 0 | 9.4 | 0 | 0 | 0 | 0 | 0 | 0 | 0 | EIA-860, EIA-860M and EIA-923 | 201603
Estados Unidos | Hydro Plant No 3 | City of Ephraim - (UT) |  | 39.2056 | -111.334 | east of Ephraim | Sanpete | Utah | 84627 | 4785 E 4800 N | 2.6 | 2.6 | Hidroeléctrica | Hidroeléctrica | 0 | 0 | 0 | 0 | 2.6 | 0 | 0 | 0 | 0 | 0 | 0 | 0 | EIA-860, EIA-860M and EIA-923 | 201603
Estados Unidos | Geneseo | City of Geneseo - (IL) |  | 41.4515 | -90.1485 | Geneseo | Henry | Illinois | 61254 | 433 East North Street | 27.2 | 3.9 | Gas natural | Eólica | 0 | 19.5 | 3.8 | 0 | 0 | 0 | 0 | 0.9 | 3 | 0 | 0 | 0 | EIA-860, EIA-860M and EIA-923 | 201603
Estados Unidos | Peru (IL) | City of Peru - (IL) |  | 41.3237 | -89.1123 | City of Peru | LaSalle | Illinois | 61354 | 4005 Plank Rd. | 34.3 | 6.8 | Petróleo | Hidroeléctrica | 0 | 0 | 27.5 | 0 | 6.8 | 0 | 0 | 0 | 0 | 0 | 0 | 0 | EIA-860, EIA-860M and EIA-923 | 201603
Estados Unidos | C H Corn Hydroelectric Facility | City of Tallahassee - (FL) |  | 30.3885 | -84.6466 | Tallahassee | Leon | Florida | 32304 | Lake Talquin | 11 | 11 | Hidroeléctrica | Hidroeléctrica | 0 | 0 | 0 | 0 | 11 | 0 | 0 | 0 | 0 | 0 | 0 | 0 | EIA-860, EIA-860M and EIA-923 | 201603
Estados Unidos | Elkhart | Indiana Michigan Power Co |  | 41.6928 | -85.965 | Elkhart | Elkhart | Indiana | 46516 | 330 Johnson St. | 1.4 | 1.4 | Hidroeléctrica | Hidroeléctrica | 0 | 0 | 0 | 0 | 1.4 | 0 | 0 | 0 | 0 | 0 | 0 | 0 | EIA-860, EIA-860M and EIA-923 | 201603
Estados Unidos | Last Chance | PacifiCorp |  | 42.6033 | -111.705 | Grace | Caribou | Idaho | 83241 | Last Chance Lane | 1.4 | 1.4 | Hidroeléctrica | Hidroeléctrica | 0 | 0 | 0 | 0 | 1.4 | 0 | 0 | 0 | 0 | 0 | 0 | 0 | EIA-860, EIA-860M and EIA-923 | 201603
Estados Unidos | Twin Branch | Indiana Michigan Power Co |  | 41.665 | -86.1322 | Mishawaka | St Joseph | Indiana | 46500 | 2900 South Shore Drive | 4 | 4 | Hidroeléctrica | Hidroeléctrica | 0 | 0 | 0 | 0 | 4 | 0 | 0 | 0 | 0 | 0 | 0 | 0 | EIA-860, EIA-860M and EIA-923 | 201603
Estados Unidos | Norway (IN) | Northern Indiana Pub Serv Co |  | 40.7803 | -86.76 | Monticello | White | Indiana | 47960 | 279 W. Turbine Ct. | 4 | 4 | Hidroeléctrica | Hidroeléctrica | 0 | 0 | 0 | 0 | 4 | 0 | 0 | 0 | 0 | 0 | 0 | 0 | EIA-860, EIA-860M and EIA-923 | 201603
Estados Unidos | Oakdale | Northern Indiana Pub Serv Co |  | 40.6564 | -86.7528 | Monticello | Carroll | Indiana | 47960 | 11852 W. 750 N. | 6 | 6 | Hidroeléctrica | Hidroeléctrica | 0 | 0 | 0 | 0 | 6 | 0 | 0 | 0 | 0 | 0 | 0 | 0 | EIA-860, EIA-860M and EIA-923 | 201603
Estados Unidos | Markland | Duke Energy Indiana, LLC |  | 38.7795 | -84.964 | Florence | Switzerland | Indiana | 47020 | 560 Highway 156 | 45 | 45 | Hidroeléctrica | Hidroeléctrica | 0 | 0 | 0 | 0 | 45 | 0 | 0 | 0 | 0 | 0 | 0 | 0 | EIA-860, EIA-860M and EIA-923 | 201603
Estados Unidos | Manti Lower | City of Manti - (UT) |  | 39.2559 | -111.621 | Manti | Sanpete | Utah | 84642 | 800 East 500 South | 1 | 1 | Hidroeléctrica | Hidroeléctrica | 0 | 0 | 0 | 0 | 1 | 0 | 0 | 0 | 0 | 0 | 0 | 0 | EIA-860, EIA-860M and EIA-923 | 201603
Estados Unidos | Iowa Hydro LLC | Renewable World Energies LLC |  | 42.07 | -90.6977 | Maquoketa | Jackson | Iowa | 52060 | 4226 173rd Ave | 1.2 | 1.2 | Hidroeléctrica | Hidroeléctrica | 0 | 0 | 0 | 0 | 1.2 | 0 | 0 | 0 | 0 | 0 | 0 | 0 | EIA-860, EIA-860M and EIA-923 | 201603
Estados Unidos | Keokuk | Union Electric Co - (MO) |  | 40.3965 | -91.3719 | Keokuk | Lee | Iowa | 52632 | 523 North Water Street | 140.5 | 140.5 | Hidroeléctrica | Hidroeléctrica | 0 | 0 | 0 | 0 | 140.5 | 0 | 0 | 0 | 0 | 0 | 0 | 0 | EIA-860, EIA-860M and EIA-923 | 201603
Estados Unidos | Ottumwa City of | Ottumwa City of |  | 41.0163 | -92.4149 | Ottumwa | Wapello | Iowa | 52501 | 323 South Market Street | 3.2 | 3.2 | Hidroeléctrica | Hidroeléctrica | 0 | 0 | 0 | 0 | 3.2 | 0 | 0 | 0 | 0 | 0 | 0 | 0 | EIA-860, EIA-860M and EIA-923 | 201603
Estados Unidos | Dix Dam | Kentucky Utilities Co |  | 37.7864 | -84.7028 | Harrodsburg | Mercer | Kentucky | 40330 | 815 Dix Dam Rd | 31.5 | 31.5 | Hidroeléctrica | Hidroeléctrica | 0 | 0 | 0 | 0 | 31.5 | 0 | 0 | 0 | 0 | 0 | 0 | 0 | EIA-860, EIA-860M and EIA-923 | 201603
Estados Unidos | Mother Ann Lee | Lock 7 Hydro Partners LLC |  | 37.8297 | -84.7247 | Harrodsburg | Mercer | Kentucky | 40330 | 1 Shaker Ferry Road | 2.3 | 2.3 | Hidroeléctrica | Hidroeléctrica | 0 | 0 | 0 | 0 | 2.3 | 0 | 0 | 0 | 0 | 0 | 0 | 0 | EIA-860, EIA-860M and EIA-923 | 201603
Estados Unidos | Ohio Falls | Louisville Gas & Electric Co |  | 38.2832 | -85.7792 | Shippingport Island | Jefferson | Kentucky | 40212 | 811 North 27th Street | 60 | 60 | Hidroeléctrica | Hidroeléctrica | 0 | 0 | 0 | 0 | 60 | 0 | 0 | 0 | 0 | 0 | 0 | 0 | EIA-860, EIA-860M and EIA-923 | 201603
Estados Unidos | Barkley | USCE-Nashville District |  | 37.0217 | -88.2211 | Kuttawa | Lyon | Kentucky | 42055 | 8439 US Highway 62W | 148 | 148 | Hidroeléctrica | Hidroeléctrica | 0 | 0 | 0 | 0 | 148 | 0 | 0 | 0 | 0 | 0 | 0 | 0 | EIA-860, EIA-860M and EIA-923 | 201603
Estados Unidos | Kentucky Dam | Tennessee Valley Authority |  | 37.0131 | -88.2692 | Grand Rivers | Marshall | Kentucky | 42045 | 640 Kentucky Dam Rd. | 222.5 | 222.5 | Hidroeléctrica | Hidroeléctrica | 0 | 0 | 0 | 0 | 222.5 | 0 | 0 | 0 | 0 | 0 | 0 | 0 | EIA-860, EIA-860M and EIA-923 | 201603
Estados Unidos | Wolf Creek | USCE-Nashville District |  | 36.8691 | -85.147 | Jamestown | Russell | Kentucky | 42629 | 980 Power Plant Road | 312 | 312 | Hidroeléctrica | Hidroeléctrica | 0 | 0 | 0 | 0 | 312 | 0 | 0 | 0 | 0 | 0 | 0 | 0 | EIA-860, EIA-860M and EIA-923 | 201603
Estados Unidos | Ellsworth Hydro Station | Brookfield Black Bear Hydro, LLC |  | 44.5442 | -68.4306 | Ellsworth | Hancock | Maine | 04605 | Grant Street | 9.3 | 9.3 | Hidroeléctrica | Hidroeléctrica | 0 | 0 | 0 | 0 | 9.3 | 0 | 0 | 0 | 0 | 0 | 0 | 0 | EIA-860, EIA-860M and EIA-923 | 201603
Estados Unidos | Howland Hydro Station | Brookfield Black Bear Hydro, LLC |  | 45.2386 | -68.6572 | Howland | Penobscot | Maine | 04448 | Main Street | 1.8 | 1.8 | Hidroeléctrica | Hidroeléctrica | 0 | 0 | 0 | 0 | 1.8 | 0 | 0 | 0 | 0 | 0 | 0 | 0 | EIA-860, EIA-860M and EIA-923 | 201603
Estados Unidos | Milford Hydro Station | Brookfield Black Bear Hydro, LLC |  | 44.9421 | -68.645 | Milford | Penobscot | Maine | 04461 | Davenport Street | 7.8 | 7.8 | Hidroeléctrica | Hidroeléctrica | 0 | 0 | 0 | 0 | 7.8 | 0 | 0 | 0 | 0 | 0 | 0 | 0 | EIA-860, EIA-860M and EIA-923 | 201603
Estados Unidos | Stillwater Hydro Station | Brookfield Black Bear Hydro, LLC |  | 44.9094 | -68.6833 | Stillwater | Penobscot | Maine | 04468 | Free Street | 2.1 | 2.1 | Hidroeléctrica | Hidroeléctrica | 0 | 0 | 0 | 0 | 2.1 | 0 | 0 | 0 | 0 | 0 | 0 | 0 | EIA-860, EIA-860M and EIA-923 | 201603
Estados Unidos | Androscoggin 3 | Brookfield White Pine Hydro LLC |  | 44.1353 | -70.2015 | Lewiston | Androscoggin | Maine | 04240 | 80 Switzerland Rd | 3.4 | 3.4 | Hidroeléctrica | Hidroeléctrica | 0 | 0 | 0 | 0 | 3.4 | 0 | 0 | 0 | 0 | 0 | 0 | 0 | EIA-860, EIA-860M and EIA-923 | 201603
Estados Unidos | Bar Mills | Brookfield White Pine Hydro LLC |  | 43.6136 | -70.5525 | Bar Mills | York | Maine | 04042 | Route 4 | 4 | 4 | Hidroeléctrica | Hidroeléctrica | 0 | 0 | 0 | 0 | 4 | 0 | 0 | 0 | 0 | 0 | 0 | 0 | EIA-860, EIA-860M and EIA-923 | 201603
Estados Unidos | Bonny Eagle | Brookfield White Pine Hydro LLC |  | 43.6877 | -70.6115 | Hollis | York | Maine | 04042 | Route 35 | 9 | 9 | Hidroeléctrica | Hidroeléctrica | 0 | 0 | 0 | 0 | 9 | 0 | 0 | 0 | 0 | 0 | 0 | 0 | EIA-860, EIA-860M and EIA-923 | 201603
Estados Unidos | Brunswick Hydro | Brookfield White Pine Hydro LLC |  | 43.9205 | -69.9678 | Brunswick | Cumberland | Maine | 04011 | Maine Street | 20 | 20 | Hidroeléctrica | Hidroeléctrica | 0 | 0 | 0 | 0 | 20 | 0 | 0 | 0 | 0 | 0 | 0 | 0 | EIA-860, EIA-860M and EIA-923 | 201603
Estados Unidos | Cataract Hydro | Brookfield White Pine Hydro LLC |  | 43.4956 | -70.4472 | Saco | York | Maine | 04072 | 150 Maine Street | 8 | 8 | Hidroeléctrica | Hidroeléctrica | 0 | 0 | 0 | 0 | 8 | 0 | 0 | 0 | 0 | 0 | 0 | 0 | EIA-860, EIA-860M and EIA-923 | 201603
Estados Unidos | Deer Rips | Brookfield White Pine Hydro LLC |  | 44.1346 | -70.2037 | Auburn | Androscoggin | Maine | 04210 | 150 Deer Rips Road | 6.2 | 6.2 | Hidroeléctrica | Hidroeléctrica | 0 | 0 | 0 | 0 | 6.2 | 0 | 0 | 0 | 0 | 0 | 0 | 0 | EIA-860, EIA-860M and EIA-923 | 201603
Estados Unidos | Gulf Island | Brookfield White Pine Hydro LLC |  | 44.1529 | -70.2094 | Lewiston | Androscoggin | Maine | 04240 | 259 Switzerland Rd | 23.2 | 23.2 | Hidroeléctrica | Hidroeléctrica | 0 | 0 | 0 | 0 | 23.2 | 0 | 0 | 0 | 0 | 0 | 0 | 0 | EIA-860, EIA-860M and EIA-923 | 201603
Estados Unidos | Harris Hydro | Brookfield White Pine Hydro LLC |  | 45.4592 | -69.8658 | West Forks | Somerset | Maine | 04985 | Indian Pond Rd | 87.4 | 87.4 | Hidroeléctrica | Hidroeléctrica | 0 | 0 | 0 | 0 | 87.4 | 0 | 0 | 0 | 0 | 0 | 0 | 0 | EIA-860, EIA-860M and EIA-923 | 201603
Estados Unidos | Hiram | Brookfield White Pine Hydro LLC |  | 43.8525 | -70.7969 | Hiram | Cumberland | Maine | 04024 | Route 113 | 11.6 | 11.6 | Hidroeléctrica | Hidroeléctrica | 0 | 0 | 0 | 0 | 11.6 | 0 | 0 | 0 | 0 | 0 | 0 | 0 | EIA-860, EIA-860M and EIA-923 | 201603
Estados Unidos | Messalonskee 2 (Oakland) | Messalonskee Stream Hydro LLC |  | 44.5485 | -69.7104 | Oakland | Kennebec | Maine | 04963 | 25 Cascade Mill Road | 2.8 | 2.8 | Hidroeléctrica | Hidroeléctrica | 0 | 0 | 0 | 0 | 2.8 | 0 | 0 | 0 | 0 | 0 | 0 | 0 | EIA-860, EIA-860M and EIA-923 | 201603
Estados Unidos | Messalonskee 3 | Messalonskee Stream Hydro LLC |  | 44.5699 | -69.6818 | Oakland | Kennebec | Maine | 04963 | 52 Rice Rips Road | 1.6 | 1.6 | Hidroeléctrica | Hidroeléctrica | 0 | 0 | 0 | 0 | 1.6 | 0 | 0 | 0 | 0 | 0 | 0 | 0 | EIA-860, EIA-860M and EIA-923 | 201603
Estados Unidos | Messalonskee 5 | Messalonskee Stream Hydro LLC |  | 44.5344 | -69.6522 | Waterville | Kennebec | Maine | 04901 | 58 West River Road | 1.8 | 1.8 | Hidroeléctrica | Hidroeléctrica | 0 | 0 | 0 | 0 | 1.8 | 0 | 0 | 0 | 0 | 0 | 0 | 0 | EIA-860, EIA-860M and EIA-923 | 201603
Estados Unidos | North Gorham | Brookfield White Pine Hydro LLC |  | 43.8025 | -70.4499 | Gorham | Cumberland | Maine | 04038 | North Gorham Road | 2 | 2 | Hidroeléctrica | Hidroeléctrica | 0 | 0 | 0 | 0 | 2 | 0 | 0 | 0 | 0 | 0 | 0 | 0 | EIA-860, EIA-860M and EIA-923 | 201603
Estados Unidos | Shawmut | Brookfield White Pine Hydro LLC |  | 44.6295 | -69.5835 | Shamut | Somerset | Maine | 04975 | Bray Avenue | 9.2 | 9.2 | Hidroeléctrica | Hidroeléctrica | 0 | 0 | 0 | 0 | 9.2 | 0 | 0 | 0 | 0 | 0 | 0 | 0 | EIA-860, EIA-860M and EIA-923 | 201603
Estados Unidos | Skelton | Brookfield White Pine Hydro LLC |  | 43.5708 | -70.5583 | Dayton | York | Maine | 04042 | Union Falls Road | 21.6 | 21.6 | Hidroeléctrica | Hidroeléctrica | 0 | 0 | 0 | 0 | 21.6 | 0 | 0 | 0 | 0 | 0 | 0 | 0 | EIA-860, EIA-860M and EIA-923 | 201603
Estados Unidos | West Buxton | Brookfield White Pine Hydro LLC |  | 43.6669 | -70.6021 | Buxton | York | Maine | 04093 | Route 112 | 7.7 | 7.7 | Hidroeléctrica | Hidroeléctrica | 0 | 0 | 0 | 0 | 7.7 | 0 | 0 | 0 | 0 | 0 | 0 | 0 | EIA-860, EIA-860M and EIA-923 | 201603
Estados Unidos | Weston Hydro | Brookfield White Pine Hydro LLC |  | 44.7639 | -69.7183 | Skohegan | Somerset | Maine | 04976 | Island Avenue | 13.2 | 13.2 | Hidroeléctrica | Hidroeléctrica | 0 | 0 | 0 | 0 | 13.2 | 0 | 0 | 0 | 0 | 0 | 0 | 0 | EIA-860, EIA-860M and EIA-923 | 201603
Estados Unidos | Williams Hydro | Brookfield White Pine Hydro LLC |  | 44.9589 | -69.8703 | Solon | Somerset | Maine | 04979 | Route 16 | 14.9 | 14.9 | Hidroeléctrica | Hidroeléctrica | 0 | 0 | 0 | 0 | 14.9 | 0 | 0 | 0 | 0 | 0 | 0 | 0 | EIA-860, EIA-860M and EIA-923 | 201603
Estados Unidos | Wyman Hydro | Brookfield White Pine Hydro LLC |  | 45.0703 | -69.9064 | Bingham | Somerset | Maine | 04920 | Station Road | 83 | 83 | Hidroeléctrica | Hidroeléctrica | 0 | 0 | 0 | 0 | 83 | 0 | 0 | 0 | 0 | 0 | 0 | 0 | EIA-860, EIA-860M and EIA-923 | 201603
Estados Unidos | Squa Pan Hydro Station | Algonquin Northern Maine |  | 46.5565 | -68.3255 | Masardis | Aroostook | Maine | 04732 | Sterling Ridge Rd. | 1.4 | 1.4 | Hidroeléctrica | Hidroeléctrica | 0 | 0 | 0 | 0 | 1.4 | 0 | 0 | 0 | 0 | 0 | 0 | 0 | EIA-860, EIA-860M and EIA-923 | 201603
Estados Unidos | Deep Creek | BP Piney & Deep Creek LLC |  | 39.523 | -79.413 | Oakland | Garrett | Maryland | 21550 | 14 River View Terrace | 18 | 18 | Hidroeléctrica | Hidroeléctrica | 0 | 0 | 0 | 0 | 18 | 0 | 0 | 0 | 0 | 0 | 0 | 0 | EIA-860, EIA-860M and EIA-923 | 201603
Estados Unidos | Conowingo |  |  | 39.6572 | -76.1752 | Darlington | Harford | Maryland | 21034 | 2569 Shures Landing Rd. | 572 | 572 | Hidroeléctrica | Hidroeléctrica | 0 | 0 | 0 | 0 | 572 | 0 | 0 | 0 | 0 | 0 | 0 | 0 | EIA-860, EIA-860M and EIA-923 | 201603
Estados Unidos | Boatlock | City of Holyoke Gas and Electric Dept. |  | 42.2086 | -72.6014 | Holyoke | Hampden | Massachusetts | 01040 | 28 Gatehouse Road | 3.4 | 3.4 | Hidroeléctrica | Hidroeléctrica | 0 | 0 | 0 | 0 | 3.4 | 0 | 0 | 0 | 0 | 0 | 0 | 0 | EIA-860, EIA-860M and EIA-923 | 201603
Estados Unidos | Chemical | City of Holyoke Gas and Electric Dept. |  | 42.1919 | -72.6097 | Holyoke | Hampden | Massachusetts | 01040 | 228 South Water Street | 1.6 | 1.6 | Hidroeléctrica | Hidroeléctrica | 0 | 0 | 0 | 0 | 1.6 | 0 | 0 | 0 | 0 | 0 | 0 | 0 | EIA-860, EIA-860M and EIA-923 | 201603
Estados Unidos | Hadley Falls | City of Holyoke Gas and Electric Dept. |  | 42.2119 | -72.6036 | Holyoke | Hampden | Massachusetts | 01040 | 25 Gatehouse Road | 33.1 | 33.1 | Hidroeléctrica | Hidroeléctrica | 0 | 0 | 0 | 0 | 33.1 | 0 | 0 | 0 | 0 | 0 | 0 | 0 | EIA-860, EIA-860M and EIA-923 | 201603
Estados Unidos | Riverside Holyoke | City of Holyoke Gas and Electric Dept. |  | 42.2006 | -72.5944 | Holyoke | Hampden | Massachusetts | 01040 | 30 Water Street | 6.9 | 6.9 | Hidroeléctrica | Hidroeléctrica | 0 | 0 | 0 | 0 | 6.9 | 0 | 0 | 0 | 0 | 0 | 0 | 0 | EIA-860, EIA-860M and EIA-923 | 201603
Estados Unidos | Deerfield 5 | TransCanada Hydro Northeast Inc., |  | 42.6912 | -72.9561 | Florida | Berkshire | Massachusetts | 01247 | River Road | 13.9 | 13.9 | Hidroeléctrica | Hidroeléctrica | 0 | 0 | 0 | 0 | 13.9 | 0 | 0 | 0 | 0 | 0 | 0 | 0 | EIA-860, EIA-860M and EIA-923 | 201603
Estados Unidos | Cabot | FirstLight Power Resources, Inc. - MA |  | 42.5875 | -72.5793 | Montague | Franklin | Massachusetts | 01376 | 15 Cabot Street | 61.8 | 61.8 | Hidroeléctrica | Hidroeléctrica | 0 | 0 | 0 | 0 | 61.8 | 0 | 0 | 0 | 0 | 0 | 0 | 0 | EIA-860, EIA-860M and EIA-923 | 201603
Estados Unidos | Cobble Mountain | City of Holyoke Gas and Electric Dept. |  | 42.1171 | -72.8647 | Granville | Hampden | Massachusetts | 01034 | Old Granville Road | 32.6 | 32.6 | Hidroeléctrica | Hidroeléctrica | 0 | 0 | 0 | 0 | 32.6 | 0 | 0 | 0 | 0 | 0 | 0 | 0 | EIA-860, EIA-860M and EIA-923 | 201603
Estados Unidos | Gardners Falls | NAEA Energy Massachusetts LLC |  | 42.5914 | -72.7308 | Buckland | Franklin | Massachusetts | 01370 | 25 Gardners Falls Rd | 3.8 | 3.8 | Hidroeléctrica | Hidroeléctrica | 0 | 0 | 0 | 0 | 3.8 | 0 | 0 | 0 | 0 | 0 | 0 | 0 | EIA-860, EIA-860M and EIA-923 | 201603
Estados Unidos | Putts Bridge | NAEA Energy Massachusetts LLC |  | 42.1579 | -72.4864 | Ludlow | Hampden | Massachusetts | 01056 | 5 Center St | 3.6 | 3.6 | Hidroeléctrica | Hidroeléctrica | 0 | 0 | 0 | 0 | 3.6 | 0 | 0 | 0 | 0 | 0 | 0 | 0 | EIA-860, EIA-860M and EIA-923 | 201603
Estados Unidos | Redbridge | NAEA Energy Massachusetts LLC |  | 42.176 | -72.4095 | Wilbraham | Hampden | Massachusetts | 01095 | 5 Red Bridge Rd | 4 | 4 | Hidroeléctrica | Hidroeléctrica | 0 | 0 | 0 | 0 | 4 | 0 | 0 | 0 | 0 | 0 | 0 | 0 | EIA-860, EIA-860M and EIA-923 | 201603
Estados Unidos | Alcona | Consumers Energy Co |  | 44.562 | -83.8045 | Glennie | Alcona | Michigan | 48737 | 6950 Bamfield Rd. | 8 | 8 | Hidroeléctrica | Hidroeléctrica | 0 | 0 | 0 | 0 | 8 | 0 | 0 | 0 | 0 | 0 | 0 | 0 | EIA-860, EIA-860M and EIA-923 | 201603
Estados Unidos | Allegan Dam | Consumers Energy Co |  | 42.5638 | -85.954 | Allegan | Allegan | Michigan | 49010 | 3140 Allegan Dam Rd. | 2.5 | 2.5 | Hidroeléctrica | Hidroeléctrica | 0 | 0 | 0 | 0 | 2.5 | 0 | 0 | 0 | 0 | 0 | 0 | 0 | EIA-860, EIA-860M and EIA-923 | 201603
Estados Unidos | C W Tippy | Consumers Energy Co |  | 44.2591 | -85.9396 | Wellston | Manistee | Michigan | 49689 | 1325 Tippy Dam Rd. | 21 | 21 | Hidroeléctrica | Hidroeléctrica | 0 | 0 | 0 | 0 | 21 | 0 | 0 | 0 | 0 | 0 | 0 | 0 | EIA-860, EIA-860M and EIA-923 | 201603
Estados Unidos | Cooke | Consumers Energy Co |  | 44.4726 | -83.5719 | Oscoda | Iosco | Michigan | 48750 | Cooke Dam Rd. | 7.5 | 7.5 | Hidroeléctrica | Hidroeléctrica | 0 | 0 | 0 | 0 | 7.5 | 0 | 0 | 0 | 0 | 0 | 0 | 0 | EIA-860, EIA-860M and EIA-923 | 201603
Estados Unidos | Croton | Consumers Energy Co |  | 43.4373 | -85.6645 | Newaygo | Newaygo | Michigan | 49337 | 6505 S. Swan Rd. | 8.4 | 8.4 | Hidroeléctrica | Hidroeléctrica | 0 | 0 | 0 | 0 | 8.4 | 0 | 0 | 0 | 0 | 0 | 0 | 0 | EIA-860, EIA-860M and EIA-923 | 201603
Estados Unidos | Five Channels | Consumers Energy Co |  | 44.4555 | -83.6763 | Oscoda | Iosco | Michigan | 48750 | 6051 State, Route 65 | 6.4 | 6.4 | Hidroeléctrica | Hidroeléctrica | 0 | 0 | 0 | 0 | 6.4 | 0 | 0 | 0 | 0 | 0 | 0 | 0 | EIA-860, EIA-860M and EIA-923 | 201603
Estados Unidos | Foote | Consumers Energy Co |  | 44.4354 | -83.4407 | Oscoda | Iosco | Michigan | 48750 | 5315 N. Rea Rd. | 9.9 | 9.9 | Hidroeléctrica | Hidroeléctrica | 0 | 0 | 0 | 0 | 9.9 | 0 | 0 | 0 | 0 | 0 | 0 | 0 | EIA-860, EIA-860M and EIA-923 | 201603
Estados Unidos | Hardy | Consumers Energy Co |  | 43.4866 | -85.6299 | Newaygo | Newaygo | Michigan | 49337 | Croton-Hardy @ 36th | 33.1 | 33.1 | Hidroeléctrica | Hidroeléctrica | 0 | 0 | 0 | 0 | 33.1 | 0 | 0 | 0 | 0 | 0 | 0 | 0 | EIA-860, EIA-860M and EIA-923 | 201603
Estados Unidos | Hodenpyl | Consumers Energy Co |  | 44.3629 | -85.82 | Mesick | Wexford | Michigan | 49668 | Hodenpyl Rd. | 18.4 | 18.4 | Hidroeléctrica | Hidroeléctrica | 0 | 0 | 0 | 0 | 18.4 | 0 | 0 | 0 | 0 | 0 | 0 | 0 | EIA-860, EIA-860M and EIA-923 | 201603
Estados Unidos | Loud | Consumers Energy Co |  | 44.4631 | -83.7208 | Oscoda | Iosco | Michigan | 48750 | Loud Dam Rd. | 4.4 | 4.4 | Hidroeléctrica | Hidroeléctrica | 0 | 0 | 0 | 0 | 4.4 | 0 | 0 | 0 | 0 | 0 | 0 | 0 | EIA-860, EIA-860M and EIA-923 | 201603
Estados Unidos | Ludington | Consumers Energy Co |  | 43.8942 | -86.4447 | Ludington | Mason | Michigan | 49431 | 3525 S. Lakeshore Dr. | 1945 | 1945 | Bombeo hidráulico | Bombeo hidráulico | 0 | 0 | 0 | 0 | 0 | 1945 | 0 | 0 | 0 | 0 | 0 | 0 | EIA-860, EIA-860M and EIA-923 | 201603
Estados Unidos | Mio | Consumers Energy Co |  | 44.6611 | -84.1317 | Mio | Oscoda | Michigan | 48647 | 700 S. M-33 | 4.2 | 4.2 | Hidroeléctrica | Hidroeléctrica | 0 | 0 | 0 | 0 | 4.2 | 0 | 0 | 0 | 0 | 0 | 0 | 0 | EIA-860, EIA-860M and EIA-923 | 201603
Estados Unidos | Rogers | Consumers Energy Co |  | 43.613 | -85.4795 | Big Rapids | Mecosta | Michigan | 49307 | Rogers Heights on US-131 | 6 | 6 | Hidroeléctrica | Hidroeléctrica | 0 | 0 | 0 | 0 | 6 | 0 | 0 | 0 | 0 | 0 | 0 | 0 | EIA-860, EIA-860M and EIA-923 | 201603
Estados Unidos | Webber | Consumers Energy Co |  | 42.9528 | -84.9025 | Lyons | Ionia | Michigan | 48851 | Perkins Rd. | 3.3 | 3.3 | Hidroeléctrica | Hidroeléctrica | 0 | 0 | 0 | 0 | 3.3 | 0 | 0 | 0 | 0 | 0 | 0 | 0 | EIA-860, EIA-860M and EIA-923 | 201603
Estados Unidos | Edison Sault | Cloverland Electric Co-op |  | 46.5162 | -84.3729 | Sault Ste. Marie | Chippewa | Michigan | 49783 | 725 E. Portage Ave. | 29.2 | 29.2 | Hidroeléctrica | Hidroeléctrica | 0 | 0 | 0 | 0 | 29.2 | 0 | 0 | 0 | 0 | 0 | 0 | 0 | EIA-860, EIA-860M and EIA-923 | 201603
Estados Unidos | Berrien Springs | Indiana Michigan Power Co |  | 41.9439 | -86.3289 | Berrien Springs | Berrien | Michigan | 49103 | 600 South Mechanic Street | 4.8 | 4.8 | Hidroeléctrica | Hidroeléctrica | 0 | 0 | 0 | 0 | 4.8 | 0 | 0 | 0 | 0 | 0 | 0 | 0 | EIA-860, EIA-860M and EIA-923 | 201603
Estados Unidos | Buchanan (MI) | Indiana Michigan Power Co |  | 41.8396 | -86.3511 | Buchanan | Berrien | Michigan | 49107 | 15560 East River Road | 2 | 2 | Hidroeléctrica | Hidroeléctrica | 0 | 0 | 0 | 0 | 2 | 0 | 0 | 0 | 0 | 0 | 0 | 0 | EIA-860, EIA-860M and EIA-923 | 201603
Estados Unidos | Saxon Falls | Northern States Power Co - Minnesota |  | 46.5392 | -90.3742 | Saxon | Iron | Wisconsin | 54559 | 15462 N. Saxon Falls Rd | 1 | 1 | Hidroeléctrica | Hidroeléctrica | 0 | 0 | 0 | 0 | 1 | 0 | 0 | 0 | 0 | 0 | 0 | 0 | EIA-860, EIA-860M and EIA-923 | 201603
Estados Unidos | Superior Falls | Northern States Power Co - Minnesota |  | 46.5646 | -90.4161 | Ironwood | Gogebic | Michigan | 54559 | E112 Lake Rd | 1 | 1 | Hidroeléctrica | Hidroeléctrica | 0 | 0 | 0 | 0 | 1 | 0 | 0 | 0 | 0 | 0 | 0 | 0 | EIA-860, EIA-860M and EIA-923 | 201603
Estados Unidos | John H Warden | L'Anse Warden Electric Company LLC |  | 46.7553 | -88.4558 | L'Anse | Baraga | Michigan | 49946 | 157 S Main St | 17.7 | 17.7 | Biomasa | Biomasa | 0 | 0 | 0 | 0 | 0 | 0 | 0 | 0 | 0 | 0 | 17.7 | 0 | EIA-860, EIA-860M and EIA-923 | 201603
Estados Unidos | Victoria Dam | Upper Peninsula Power Company |  | 46.6964 | -89.2089 | Rockland | Ontonagon | Michigan | 49960 | Victoria Dam Rd | 11.8 | 11.8 | Hidroeléctrica | Hidroeléctrica | 0 | 0 | 0 | 0 | 11.8 | 0 | 0 | 0 | 0 | 0 | 0 | 0 | EIA-860, EIA-860M and EIA-923 | 201603
Estados Unidos | Brule | Wisconsin Electric Power Co |  | 45.9472 | -88.2189 | Florence | Florence | Wisconsin | 54121 | Brule Dam Road | 5.3 | 5.3 | Hidroeléctrica | Hidroeléctrica | 0 | 0 | 0 | 0 | 5.3 | 0 | 0 | 0 | 0 | 0 | 0 | 0 | EIA-860, EIA-860M and EIA-923 | 201603
Estados Unidos | Chalk Hill | Wisconsin Electric Power Co |  | 45.5136 | -87.8011 | Stephenson | Menominee | Michigan | 49887 | Route 1, Chalk Hill Road | 7.8 | 7.8 | Hidroeléctrica | Hidroeléctrica | 0 | 0 | 0 | 0 | 7.8 | 0 | 0 | 0 | 0 | 0 | 0 | 0 | EIA-860, EIA-860M and EIA-923 | 201603
Estados Unidos | Hemlock Falls | Wisconsin Electric Power Co |  | 46.1311 | -88.225 | Crystal Falls | Iron | Michigan | 49920 | 314 Stream Road | 2.8 | 2.8 | Hidroeléctrica | Hidroeléctrica | 0 | 0 | 0 | 0 | 2.8 | 0 | 0 | 0 | 0 | 0 | 0 | 0 | EIA-860, EIA-860M and EIA-923 | 201603
Estados Unidos | Kingsford | Wisconsin Electric Power Co |  | 45.808 | -88.1251 | Kingsford | Dickinson | Michigan | 49801 | Power Dam Road | 7.2 | 7.2 | Hidroeléctrica | Hidroeléctrica | 0 | 0 | 0 | 0 | 7.2 | 0 | 0 | 0 | 0 | 0 | 0 | 0 | EIA-860, EIA-860M and EIA-923 | 201603
Estados Unidos | Michigamme Falls | Wisconsin Electric Power Co |  | 45.9553 | -88.1958 | Crystal Falls | Iron | Michigan | 49920 | 494 Lower Dam Road | 9.6 | 9.6 | Hidroeléctrica | Hidroeléctrica | 0 | 0 | 0 | 0 | 9.6 | 0 | 0 | 0 | 0 | 0 | 0 | 0 | EIA-860, EIA-860M and EIA-923 | 201603
Estados Unidos | Peavy Falls | Wisconsin Electric Power Co |  | 45.9908 | -88.2105 | Crystal Falls | Iron | Michigan | 49920 | 514 Upper Dam Road | 12 | 12 | Hidroeléctrica | Hidroeléctrica | 0 | 0 | 0 | 0 | 12 | 0 | 0 | 0 | 0 | 0 | 0 | 0 | EIA-860, EIA-860M and EIA-923 | 201603
Estados Unidos | Twin Falls (MI) | Wisconsin Electric Power Co |  | 45.8719 | -88.0694 | Iron Mountain | Dickinson | Michigan | 49801 | N4211 County Road 607 | 6.3 | 6.3 | Hidroeléctrica | Hidroeléctrica | 0 | 0 | 0 | 0 | 6.3 | 0 | 0 | 0 | 0 | 0 | 0 | 0 | EIA-860, EIA-860M and EIA-923 | 201603
Estados Unidos | Way Dam | Wisconsin Electric Power Co |  | 46.1592 | -88.2353 | Crystal Falls | Iron | Michigan | 49920 | 1361 Way Dam Road | 1.8 | 1.8 | Hidroeléctrica | Hidroeléctrica | 0 | 0 | 0 | 0 | 1.8 | 0 | 0 | 0 | 0 | 0 | 0 | 0 | EIA-860, EIA-860M and EIA-923 | 201603
Estados Unidos | White Rapids | Wisconsin Electric Power Co |  | 45.4821 | -87.8022 | Stephenson | Menominee | Michigan | 49887 | Route 1, Menomonee River | 7.2 | 7.2 | Hidroeléctrica | Hidroeléctrica | 0 | 0 | 0 | 0 | 7.2 | 0 | 0 | 0 | 0 | 0 | 0 | 0 | EIA-860, EIA-860M and EIA-923 | 201603
Estados Unidos | Grand Rapids | Wisconsin Public Service Corp |  | 45.3547 | -87.6494 | Ingalls | Menominee | Michigan | 49848 | N6651 P3 Rd | 4.8 | 4.8 | Hidroeléctrica | Hidroeléctrica | 0 | 0 | 0 | 0 | 4.8 | 0 | 0 | 0 | 0 | 0 | 0 | 0 | EIA-860, EIA-860M and EIA-923 | 201603
Estados Unidos | Crystal Falls | City of Crystal Falls |  | 46.1063 | -88.3345 | Crystal Falls | Iron | Michigan | 49920 | 600 Power Plant Road | 1 | 1 | Hidroeléctrica | Hidroeléctrica | 0 | 0 | 0 | 0 | 1 | 0 | 0 | 0 | 0 | 0 | 0 | 0 | EIA-860, EIA-860M and EIA-923 | 201603
Estados Unidos | James R Smith | City of Marquette - (MI) |  | 46.5716 | -87.4105 | Marquette | Marquette | Michigan | 49855 | 2245 Wright Street | 3.2 | 3.2 | Hidroeléctrica | Hidroeléctrica | 0 | 0 | 0 | 0 | 3.2 | 0 | 0 | 0 | 0 | 0 | 0 | 0 | EIA-860, EIA-860M and EIA-923 | 201603
Estados Unidos | Norway (MI) | City of Norway |  | 45.7889 | -87.9058 | Norway | Dickinson | Michigan | 49870 | N740 River Road | 5.9 | 5.9 | Hidroeléctrica | Hidroeléctrica | 0 | 0 | 0 | 0 | 5.9 | 0 | 0 | 0 | 0 | 0 | 0 | 0 | EIA-860, EIA-860M and EIA-923 | 201603
Estados Unidos | Hydro Plant | City of Sturgis |  | 41.9711 | -85.5381 | Three Rivers | St Joseph | Michigan | 49093 | 21477 Sturgis Dam Road | 2.2 | 2.2 | Hidroeléctrica | Hidroeléctrica | 0 | 0 | 0 | 0 | 2.2 | 0 | 0 | 0 | 0 | 0 | 0 | 0 | EIA-860, EIA-860M and EIA-923 | 201603
Estados Unidos | Saint Marys Falls | USACE-Detroit District |  | 46.5062 | -84.3493 | Sault Ste Marie | Chippewa | Michigan | 49783 | 312 W Portage Avenue | 20.3 | 20.3 | Hidroeléctrica | Hidroeléctrica | 0 | 0 | 0 | 0 | 20.3 | 0 | 0 | 0 | 0 | 0 | 0 | 0 | EIA-860, EIA-860M and EIA-923 | 201603
Estados Unidos | Kleber | Tower Kleber Ltd Partnership |  | 45.392 | -84.3333 | Onaway | Cheboygan | Michigan | 49765 | 7795 Kleber Rd. | 1.8 | 1.8 | Hidroeléctrica | Hidroeléctrica | 0 | 0 | 0 | 0 | 1.8 | 0 | 0 | 0 | 0 | 0 | 0 | 0 | EIA-860, EIA-860M and EIA-923 | 201603
Estados Unidos | Blanchard | ALLETE, Inc. |  | 45.8614 | -94.3592 | Little Falls | Morrison | Minnesota | 56373 | PO Box 157 | 10.7 | 10.7 | Hidroeléctrica | Hidroeléctrica | 0 | 0 | 0 | 0 | 10.7 | 0 | 0 | 0 | 0 | 0 | 0 | 0 | EIA-860, EIA-860M and EIA-923 | 201603
Estados Unidos | Fond Du Lac | ALLETE, Inc. |  | 46.6668 | -92.2939 | Duluth | St Louis | Minnesota | 55808 | 14302 Oldenberg Parkway | 12 | 12 | Hidroeléctrica | Hidroeléctrica | 0 | 0 | 0 | 0 | 12 | 0 | 0 | 0 | 0 | 0 | 0 | 0 | EIA-860, EIA-860M and EIA-923 | 201603
Estados Unidos | Knife Falls | ALLETE, Inc. |  | 46.7266 | -92.4486 | Cloquet | Carlton | Minnesota | 55720 | Industrial Avenue | 2.4 | 2.4 | Hidroeléctrica | Hidroeléctrica | 0 | 0 | 0 | 0 | 2.4 | 0 | 0 | 0 | 0 | 0 | 0 | 0 | EIA-860, EIA-860M and EIA-923 | 201603
Estados Unidos | Little Falls (MN) | ALLETE, Inc. |  | 45.975 | -94.3691 | Little Falls | Morrison | Minnesota | 56345 | 1 Hydro St Dr. | 4.4 | 4.4 | Hidroeléctrica | Hidroeléctrica | 0 | 0 | 0 | 0 | 4.4 | 0 | 0 | 0 | 0 | 0 | 0 | 0 | EIA-860, EIA-860M and EIA-923 | 201603
Estados Unidos | M L Hibbard | ALLETE, Inc. |  | 46.7353 | -92.1517 | Duluth | St Louis | Minnesota | 55807 | 4913 Main Street | 58 | 58 | Biomasa | Biomasa | 0 | 0 | 0 | 0 | 0 | 0 | 0 | 0 | 0 | 0 | 58 | 0 | EIA-860, EIA-860M and EIA-923 | 201603
Estados Unidos | Pillager | ALLETE, Inc. |  | 46.316 | -94.4849 | Pillager | Cass | Minnesota | 56473 | 13449 Pillager Dam Rd | 1.4 | 1.4 | Hidroeléctrica | Hidroeléctrica | 0 | 0 | 0 | 0 | 1.4 | 0 | 0 | 0 | 0 | 0 | 0 | 0 | EIA-860, EIA-860M and EIA-923 | 201603
Estados Unidos | Scanlon | ALLETE, Inc. |  | 46.7091 | -92.4217 | Scanlon | Carlton | Minnesota | 55720 | Highway 45 | 1.6 | 1.6 | Hidroeléctrica | Hidroeléctrica | 0 | 0 | 0 | 0 | 1.6 | 0 | 0 | 0 | 0 | 0 | 0 | 0 | EIA-860, EIA-860M and EIA-923 | 201603
Estados Unidos | Sylvan | ALLETE, Inc. |  | 46.305 | -94.3775 | Pillager | Cass | Minnesota | 56473 | 13753 Sylvan Dam Rd | 1.8 | 1.8 | Hidroeléctrica | Hidroeléctrica | 0 | 0 | 0 | 0 | 1.8 | 0 | 0 | 0 | 0 | 0 | 0 | 0 | EIA-860, EIA-860M and EIA-923 | 201603
Estados Unidos | Thomson | ALLETE, Inc. |  | 46.655 | -92.3333 | Carlton | Carlton | Minnesota | 55718 | 180 St Highway 10 | 72.6 | 72.6 | Hidroeléctrica | Hidroeléctrica | 0 | 0 | 0 | 0 | 72.6 | 0 | 0 | 0 | 0 | 0 | 0 | 0 | EIA-860, EIA-860M and EIA-923 | 201603
Estados Unidos | Winton | ALLETE, Inc. |  | 47.9344 | -91.7639 | Winton | Lake | Minnesota | 55796 | PO Box 156 | 4 | 4 | Hidroeléctrica | Hidroeléctrica | 0 | 0 | 0 | 0 | 4 | 0 | 0 | 0 | 0 | 0 | 0 | 0 | EIA-860, EIA-860M and EIA-923 | 201603
Estados Unidos | Hennepin Island | Northern States Power Co - Minnesota |  | 44.9824 | -93.2542 | Minneapolis | Hennepin | Minnesota | 55401 | 206 Main St SE | 6.1 | 6.1 | Hidroeléctrica | Hidroeléctrica | 0 | 0 | 0 | 0 | 6.1 | 0 | 0 | 0 | 0 | 0 | 0 | 0 | EIA-860, EIA-860M and EIA-923 | 201603
Estados Unidos | Red Wing | Northern States Power Co - Minnesota |  | 44.5692 | -92.5169 | Red Wing | Goodhue | Minnesota | 55901 | 801 5th st. East | 18 | 18 | Biomasa | Biomasa | 0 | 0 | 0 | 0 | 0 | 0 | 0 | 0 | 0 | 0 | 18 | 0 | EIA-860, EIA-860M and EIA-923 | 201603
Estados Unidos | Wilmarth | Northern States Power Co - Minnesota |  | 44.1967 | -94.0009 | Mankato | Blue Earth | Minnesota | 56001 | 800 Summit Ave | 18 | 18 | Biomasa | Biomasa | 0 | 0 | 0 | 0 | 0 | 0 | 0 | 0 | 0 | 0 | 18 | 0 | EIA-860, EIA-860M and EIA-923 | 201603
Estados Unidos | Elk River City of | City of Elk River |  | 45.3158 | -93.5781 | Elk River | Sherburne | Minnesota | 55330 | 1701 Main St | 12.2 | 3.2 | Petróleo | Biomasa | 0 | 0 | 9 | 0 | 0 | 0 | 0 | 0 | 0 | 0 | 3.2 | 0 | EIA-860, EIA-860M and EIA-923 | 201603
Estados Unidos | Granite Falls | City of Granite Falls - (MN) |  | 44.8117 | -95.5346 | Granite Falls | Chippewa | Minnesota | 56241 | 101 Oak Street | 1.1 | 1.1 | Hidroeléctrica | Hidroeléctrica | 0 | 0 | 0 | 0 | 1.1 | 0 | 0 | 0 | 0 | 0 | 0 | 0 | EIA-860, EIA-860M and EIA-923 | 201603
Estados Unidos | Mountain Lake | City of Mountain Lake - (MN) |  | 43.9405 | -94.9434 | mountain lake | Cottonwood | Minnesota | 56159 | 925 2nd av. | 8.7 | 1.2 | Petróleo | Eólica | 0 | 0 | 7.5 | 0 | 0 | 0 | 0 | 0 | 1.2 | 0 | 0 | 0 | EIA-860, EIA-860M and EIA-923 | 201603
Estados Unidos | Rochester Hydro | Rochester Public Utilities |  | 44.213 | -92.4802 | Mazeppa | Wabasha | Minnesota | 55956 | xxx 406 Ave | 2.6 | 2.6 | Hidroeléctrica | Hidroeléctrica | 0 | 0 | 0 | 0 | 2.6 | 0 | 0 | 0 | 0 | 0 | 0 | 0 | EIA-860, EIA-860M and EIA-923 | 201603
Estados Unidos | Virginia | City of Virginia - (MN) |  | 47.5224 | -92.541 | Virginia | St Louis | Minnesota | 55792 | 618 2nd St South | 25 | 25 | Biomasa | Biomasa | 0 | 0 | 0 | 0 | 0 | 0 | 0 | 0 | 0 | 0 | 25 | 0 | EIA-860, EIA-860M and EIA-923 | 201603
Estados Unidos | Willmar | Willmar Municipal Utilities |  | 45.1217 | -95.0532 | Willmar | Kandiyohi | Minnesota | 56201 | 710 Benson Avenue Southwest | 26.4 | 4 | Carbón | Eólica | 15.9 | 6.5 | 0 | 0 | 0 | 0 | 0 | 0 | 4 | 0 | 0 | 0 | EIA-860, EIA-860M and EIA-923 | 201603
Estados Unidos | Worthington | City of Worthington - (MN) |  | 43.6335 | -95.6092 | Worthington | Nobles | Minnesota | 56187 | N/A | 19.6 | 5.6 | Petróleo | Eólica | 0 | 0 | 14 | 0 | 0 | 0 | 0 | 0 | 5.6 | 0 | 0 | 0 | EIA-860, EIA-860M and EIA-923 | 201603
Estados Unidos | Elk River | Great River Energy |  | 45.2968 | -93.5584 | Elk River | Sherburne | Minnesota | 55330 | 17845 East Highway 10 | 217.6 | 27.9 | Gas natural | Biomasa | 0 | 189.7 | 0 | 0 | 0 | 0 | 0 | 0 | 0 | 0 | 27.9 | 0 | EIA-860, EIA-860M and EIA-923 | 201603
Estados Unidos | Niangua | Sho-Me Power Electric Coop |  | 37.9385 | -92.8477 | Camdenton | Camden | Missouri | 65020 | 2788 Tunnel Dam Rd. | 3 | 3 | Hidroeléctrica | Hidroeléctrica | 0 | 0 | 0 | 0 | 3 | 0 | 0 | 0 | 0 | 0 | 0 | 0 | EIA-860, EIA-860M and EIA-923 | 201603
Estados Unidos | Osage Dam | Union Electric Co - (MO) |  | 38.2044 | -92.6239 | Eldon | Miller | Missouri | 65026 | 617 River Road | 240.1 | 240.1 | Hidroeléctrica | Hidroeléctrica | 0 | 0 | 0 | 0 | 240.1 | 0 | 0 | 0 | 0 | 0 | 0 | 0 | EIA-860, EIA-860M and EIA-923 | 201603
Estados Unidos | Taum Sauk | Union Electric Co - (MO) |  | 37.5208 | -90.8347 | Lesterville | Reynolds | Missouri | 63620 | Lesterville | 440 | 440 | Bombeo hidráulico | Bombeo hidráulico | 0 | 0 | 0 | 0 | 0 | 440 | 0 | 0 | 0 | 0 | 0 | 0 | EIA-860, EIA-860M and EIA-923 | 201603
Estados Unidos | Columbia (MO) | City of Columbia - (MO) |  | 38.9646 | -92.3168 | Columbia | Boone | Missouri | 65205 | 1501 Business Loop 70 E | 101.6 | 3 | Gas natural | Biomasa | 38.5 | 47.5 | 12.6 | 0 | 0 | 0 | 0 | 0 | 0 | 0 | 3 | 0 | EIA-860, EIA-860M and EIA-923 | 201603
Estados Unidos | Stockton Hydro | USCE-Kansas City District |  | 37.6936 | -93.7691 | Stockton | Cedar | Missouri | 65785 | 16435 E. Stockton Lake Drive | 52 | 52 | Hidroeléctrica | Hidroeléctrica | 0 | 0 | 0 | 0 | 52 | 0 | 0 | 0 | 0 | 0 | 0 | 0 | EIA-860, EIA-860M and EIA-923 | 201603
Estados Unidos | Table Rock | USCE-Little Rock District |  | 36.597 | -93.3086 | BRANSON | Taney | Missouri | 65616 | 4600 STATE HWY 165 STE A | 216.5 | 216.5 | Hidroeléctrica | Hidroeléctrica | 0 | 0 | 0 | 0 | 216.5 | 0 | 0 | 0 | 0 | 0 | 0 | 0 | EIA-860, EIA-860M and EIA-923 | 201603
Estados Unidos | Black Eagle | NorthWestern Energy |  | 47.5213 | -111.261 | Great Falls | Cascade | Montana | 59404 | 336 Rainbow Dam Road | 21 | 21 | Hidroeléctrica | Hidroeléctrica | 0 | 0 | 0 | 0 | 21 | 0 | 0 | 0 | 0 | 0 | 0 | 0 | EIA-860, EIA-860M and EIA-923 | 201603
Estados Unidos | Cochrane | NorthWestern Energy |  | 47.5375 | -111.195 | Great Falls | Cascade | Montana | 59404 | 336 Rainbow Dam Road | 64 | 64 | Hidroeléctrica | Hidroeléctrica | 0 | 0 | 0 | 0 | 64 | 0 | 0 | 0 | 0 | 0 | 0 | 0 | EIA-860, EIA-860M and EIA-923 | 201603
Estados Unidos | Hauser | NorthWestern Energy |  | 46.7659 | -111.887 | Helena | Lewis and Clark | Montana | 59602 | 7150 Hauser Dam Road | 19 | 19 | Hidroeléctrica | Hidroeléctrica | 0 | 0 | 0 | 0 | 19 | 0 | 0 | 0 | 0 | 0 | 0 | 0 | EIA-860, EIA-860M and EIA-923 | 201603
Estados Unidos | Holter | NorthWestern Energy |  | 46.9915 | -112.005 | Wolf Creek | Cascade | Montana | 59648 | 1390 Holter Dam Road | 48 | 48 | Hidroeléctrica | Hidroeléctrica | 0 | 0 | 0 | 0 | 48 | 0 | 0 | 0 | 0 | 0 | 0 | 0 | EIA-860, EIA-860M and EIA-923 | 201603
Estados Unidos | Kerr | NorthWestern Energy |  | 47.6777 | -114.234 | Polson | Lake | Montana | 59860 | 7000 Kerr Dam Road | 206 | 206 | Hidroeléctrica | Hidroeléctrica | 0 | 0 | 0 | 0 | 206 | 0 | 0 | 0 | 0 | 0 | 0 | 0 | EIA-860, EIA-860M and EIA-923 | 201603
Estados Unidos | Morony | NorthWestern Energy |  | 47.5817 | -111.061 | Great Falls | Cascade | Montana | 59404 | 336 Rainbow Dam Road | 48 | 48 | Hidroeléctrica | Hidroeléctrica | 0 | 0 | 0 | 0 | 48 | 0 | 0 | 0 | 0 | 0 | 0 | 0 | EIA-860, EIA-860M and EIA-923 | 201603
Estados Unidos | Mystic | NorthWestern Energy |  | 45.2257 | -109.762 | Fishtail | Stillwater | Montana | 59028 | 2065 W. Rosebud Road | 12 | 12 | Hidroeléctrica | Hidroeléctrica | 0 | 0 | 0 | 0 | 12 | 0 | 0 | 0 | 0 | 0 | 0 | 0 | EIA-860, EIA-860M and EIA-923 | 201603
Estados Unidos | Rainbow (MT) | NorthWestern Energy |  | 47.5344 | -111.204 | Great Falls | Cascade | Montana | 59404 | 336 Rainbow Dam Road | 60.5 | 60.5 | Hidroeléctrica | Hidroeléctrica | 0 | 0 | 0 | 0 | 60.5 | 0 | 0 | 0 | 0 | 0 | 0 | 0 | EIA-860, EIA-860M and EIA-923 | 201603
Estados Unidos | Ryan | NorthWestern Energy |  | 47.5699 | -111.123 | Great Falls | Cascade | Montana | 59404 | 336 Rainbow Dam Road | 60 | 60 | Hidroeléctrica | Hidroeléctrica | 0 | 0 | 0 | 0 | 60 | 0 | 0 | 0 | 0 | 0 | 0 | 0 | EIA-860, EIA-860M and EIA-923 | 201603
Estados Unidos | Thompson Falls | NorthWestern Energy |  | 47.5932 | -115.358 | Thompson Falls | Sanders | Montana | 59873 | 1610 Maiden Lane | 94 | 94 | Hidroeléctrica | Hidroeléctrica | 0 | 0 | 0 | 0 | 94 | 0 | 0 | 0 | 0 | 0 | 0 | 0 | EIA-860, EIA-860M and EIA-923 | 201603
Estados Unidos | Noxon Rapids | Avista Corp |  | 47.9539 | -115.734 | Noxon | Sanders | Montana | 59853 | 84 Avista Power Road | 580.5 | 580.5 | Hidroeléctrica | Hidroeléctrica | 0 | 0 | 0 | 0 | 580.5 | 0 | 0 | 0 | 0 | 0 | 0 | 0 | EIA-860, EIA-860M and EIA-923 | 201603
Estados Unidos | Hungry Horse | U S Bureau of Reclamation |  | 48.3415 | -114.014 | Columbia Falls | Flathead | Montana | 59919 | n/a | 428 | 428 | Hidroeléctrica | Hidroeléctrica | 0 | 0 | 0 | 0 | 428 | 0 | 0 | 0 | 0 | 0 | 0 | 0 | EIA-860, EIA-860M and EIA-923 | 201603
Estados Unidos | Yellowtail | U S Bureau of Reclamation |  | 45.3074 | -107.958 | Hardin | Big Horn | Montana | 59034 | n/a | 287.2 | 287.2 | Hidroeléctrica | Hidroeléctrica | 0 | 0 | 0 | 0 | 287.2 | 0 | 0 | 0 | 0 | 0 | 0 | 0 | EIA-860, EIA-860M and EIA-923 | 201603
Estados Unidos | Jeffrey | Central Nebraska Pub P&I Dist |  | 40.9594 | -100.398 | Brady | Lincoln | Nebraska | 69123 | 19420 S. Brady-Moorefield Road | 21 | 21 | Hidroeléctrica | Hidroeléctrica | 0 | 0 | 0 | 0 | 21 | 0 | 0 | 0 | 0 | 0 | 0 | 0 | EIA-860, EIA-860M and EIA-923 | 201603
Estados Unidos | Johnson 1 | Central Nebraska Pub P&I Dist |  | 40.6936 | -99.8178 | Elwood | Gosper | Nebraska | 68937 | 42874 Johnson Lake Drive 29 | 20 | 20 | Hidroeléctrica | Hidroeléctrica | 0 | 0 | 0 | 0 | 20 | 0 | 0 | 0 | 0 | 0 | 0 | 0 | EIA-860, EIA-860M and EIA-923 | 201603
Estados Unidos | Johnson 2 | Central Nebraska Pub P&I Dist |  | 40.6839 | -99.7447 | Lexington | Gosper | Nebraska | 68850 | 43282 Road 749 | 22.5 | 22.5 | Hidroeléctrica | Hidroeléctrica | 0 | 0 | 0 | 0 | 22.5 | 0 | 0 | 0 | 0 | 0 | 0 | 0 | EIA-860, EIA-860M and EIA-923 | 201603
Estados Unidos | Columbus | Loup River Public Power Dist |  | 41.4639 | -97.3283 | Columbus | Platte | Nebraska | 68601 | 4757 3rd Ave | 45 | 45 | Hidroeléctrica | Hidroeléctrica | 0 | 0 | 0 | 0 | 45 | 0 | 0 | 0 | 0 | 0 | 0 | 0 | EIA-860, EIA-860M and EIA-923 | 201603
Estados Unidos | Kearney | Nebraska Public Power District |  | 40.7035 | -99.1008 | Kearney | Buffalo | Nebraska | 68847 | 1502 E 27th St | 1 | 1 | Hidroeléctrica | Hidroeléctrica | 0 | 0 | 0 | 0 | 1 | 0 | 0 | 0 | 0 | 0 | 0 | 0 | EIA-860, EIA-860M and EIA-923 | 201603
Estados Unidos | Monroe (NE) | Loup River Public Power Dist |  | 41.4872 | -97.6078 | Monroe | Platte | Nebraska | 68647 | 37718 253rd St | 3 | 3 | Hidroeléctrica | Hidroeléctrica | 0 | 0 | 0 | 0 | 3 | 0 | 0 | 0 | 0 | 0 | 0 | 0 | EIA-860, EIA-860M and EIA-923 | 201603
Estados Unidos | North Platte | Nebraska Public Power District |  | 41.0864 | -100.759 | North Platte | Lincoln | Nebraska | 69101 | 402 E State Farm Rd | 24 | 24 | Hidroeléctrica | Hidroeléctrica | 0 | 0 | 0 | 0 | 24 | 0 | 0 | 0 | 0 | 0 | 0 | 0 | EIA-860, EIA-860M and EIA-923 | 201603
Estados Unidos | Spencer Hydro | Nebraska Public Power District |  | 42.8093 | -98.6563 | Spencer | Boyd | Nebraska | 68777 | 89566 492nd Ave | 1.2 | 1.2 | Hidroeléctrica | Hidroeléctrica | 0 | 0 | 0 | 0 | 1.2 | 0 | 0 | 0 | 0 | 0 | 0 | 0 | EIA-860, EIA-860M and EIA-923 | 201603
Estados Unidos | Comerford | TransCanada Hydro Northeast Inc., |  | 44.3251 | -72.001 | Monroe | Grafton | New Hampshire | 03771 | Route 135 | 165.9 | 165.9 | Hidroeléctrica | Hidroeléctrica | 0 | 0 | 0 | 0 | 165.9 | 0 | 0 | 0 | 0 | 0 | 0 | 0 | EIA-860, EIA-860M and EIA-923 | 201603
Estados Unidos | S C Moore | TransCanada Hydro Northeast Inc., |  | 44.3356 | -71.8742 | Littleton | Grafton | New Hampshire | 03561 | Route 18 | 188.8 | 188.8 | Hidroeléctrica | Hidroeléctrica | 0 | 0 | 0 | 0 | 188.8 | 0 | 0 | 0 | 0 | 0 | 0 | 0 | EIA-860, EIA-860M and EIA-923 | 201603
Estados Unidos | Vernon Dam | TransCanada Hydro Northeast Inc., |  | 42.7716 | -72.5146 | Vernon | Windham | Vermont | 05354 | Governor Hunt Road | 32 | 32 | Hidroeléctrica | Hidroeléctrica | 0 | 0 | 0 | 0 | 32 | 0 | 0 | 0 | 0 | 0 | 0 | 0 | EIA-860, EIA-860M and EIA-923 | 201603
Estados Unidos | Wilder | TransCanada Hydro Northeast Inc., |  | 43.6679 | -72.3036 | Hartford | Windsor | Vermont | 05047 | Pasummpsick Ave | 39 | 39 | Hidroeléctrica | Hidroeléctrica | 0 | 0 | 0 | 0 | 39 | 0 | 0 | 0 | 0 | 0 | 0 | 0 | EIA-860, EIA-860M and EIA-923 | 201603
Estados Unidos | Amoskeag | Public Service Co of NH |  | 43.0022 | -71.4721 | Manchester | Hillsborough | New Hampshire | 03102 | Fletcher St. | 16.8 | 16.8 | Hidroeléctrica | Hidroeléctrica | 0 | 0 | 0 | 0 | 16.8 | 0 | 0 | 0 | 0 | 0 | 0 | 0 | EIA-860, EIA-860M and EIA-923 | 201603
Estados Unidos | Ayers Island | Public Service Co of NH |  | 43.5979 | -71.7177 | Bristol | Grafton | New Hampshire | 03222 | 59 Ayers Island Rd. | 8.4 | 8.4 | Hidroeléctrica | Hidroeléctrica | 0 | 0 | 0 | 0 | 8.4 | 0 | 0 | 0 | 0 | 0 | 0 | 0 | EIA-860, EIA-860M and EIA-923 | 201603
Estados Unidos | Eastman Falls | Public Service Co of NH |  | 43.4472 | -71.6579 | Franklin | Merrimack | New Hampshire | 03235 | N. Main St. | 5.6 | 5.6 | Hidroeléctrica | Hidroeléctrica | 0 | 0 | 0 | 0 | 5.6 | 0 | 0 | 0 | 0 | 0 | 0 | 0 | EIA-860, EIA-860M and EIA-923 | 201603
Estados Unidos | Garvins Falls | Public Service Co of NH |  | 43.1655 | -71.5094 | Bow | Merrimack | New Hampshire | 03301 | Rte. 3A | 12.3 | 12.3 | Hidroeléctrica | Hidroeléctrica | 0 | 0 | 0 | 0 | 12.3 | 0 | 0 | 0 | 0 | 0 | 0 | 0 | EIA-860, EIA-860M and EIA-923 | 201603
Estados Unidos | Gorham | Public Service Co of NH |  | 44.4083 | -71.1954 | Gorham | Coos | New Hampshire | 03581 | Off Route 2 | 2 | 2 | Hidroeléctrica | Hidroeléctrica | 0 | 0 | 0 | 0 | 2 | 0 | 0 | 0 | 0 | 0 | 0 | 0 | EIA-860, EIA-860M and EIA-923 | 201603
Estados Unidos | Hooksett | Public Service Co of NH |  | 43.1017 | -71.4657 | Hooksett | Merrimack | New Hampshire | 03106 | 17 Merrimack St. | 1.6 | 1.6 | Hidroeléctrica | Hidroeléctrica | 0 | 0 | 0 | 0 | 1.6 | 0 | 0 | 0 | 0 | 0 | 0 | 0 | EIA-860, EIA-860M and EIA-923 | 201603
Estados Unidos | Jackman | Public Service Co of NH |  | 43.1105 | -71.9489 | Hillsborough | Hillsborough | New Hampshire | 03244 | Sawmill Rd. Rte. 9 | 3.6 | 3.6 | Hidroeléctrica | Hidroeléctrica | 0 | 0 | 0 | 0 | 3.6 | 0 | 0 | 0 | 0 | 0 | 0 | 0 | EIA-860, EIA-860M and EIA-923 | 201603
Estados Unidos | Schiller | Public Service Co of NH |  | 43.0978 | -70.7842 | Portsmouth | Rockingham | New Hampshire | 03801 | 400 Gosling Rd. | 155.5 | 43.1 | Carbón | Biomasa | 95.4 | 0 | 17 | 0 | 0 | 0 | 0 | 0 | 0 | 0 | 43.1 | 0 | EIA-860, EIA-860M and EIA-923 | 201603
Estados Unidos | Smith (NH) | Public Service Co of NH |  | 44.4695 | -71.1781 | Berlin | Coos | New Hampshire | 03570 | Glen Ave. | 11.7 | 11.7 | Hidroeléctrica | Hidroeléctrica | 0 | 0 | 0 | 0 | 11.7 | 0 | 0 | 0 | 0 | 0 | 0 | 0 | EIA-860, EIA-860M and EIA-923 | 201603
Estados Unidos | Dashville | Central Hudson Gas & Elec Corp |  | 41.8217 | -74.0497 | Dashville | Ulster | New York | 12471 | Route 213 | 4.8 | 4.8 | Hidroeléctrica | Hidroeléctrica | 0 | 0 | 0 | 0 | 4.8 | 0 | 0 | 0 | 0 | 0 | 0 | 0 | EIA-860, EIA-860M and EIA-923 | 201603
Estados Unidos | Neversink | New York Power Authority |  | 41.8194 | -74.6358 | Grahmsville | Sullivan | New York | 12740 | 7858 Route 42 | 22 | 22 | Hidroeléctrica | Hidroeléctrica | 0 | 0 | 0 | 0 | 22 | 0 | 0 | 0 | 0 | 0 | 0 | 0 | EIA-860, EIA-860M and EIA-923 | 201603
Estados Unidos | Sturgeon | Central Hudson Gas & Elec Corp |  | 41.8482 | -74.0467 | Tillson | Ulster | New York | 12486 | Coutant Road | 14.4 | 14.4 | Hidroeléctrica | Hidroeléctrica | 0 | 0 | 0 | 0 | 14.4 | 0 | 0 | 0 | 0 | 0 | 0 | 0 | EIA-860, EIA-860M and EIA-923 | 201603
Estados Unidos | Cadyville | New York State Elec & Gas Corp |  | 44.695 | -73.6219 | Town ofSchuyler Falls | Clinton | New York | 12962 | 59 Goddeau Rd | 5.5 | 5.5 | Hidroeléctrica | Hidroeléctrica | 0 | 0 | 0 | 0 | 5.5 | 0 | 0 | 0 | 0 | 0 | 0 | 0 | EIA-860, EIA-860M and EIA-923 | 201603
Estados Unidos | High Falls - Saranac NY | New York State Elec & Gas Corp |  | 44.6389 | -73.7492 | Town of Saranac | Clinton | New York | 12981 | 202 Soper Rd | 15 | 15 | Hidroeléctrica | Hidroeléctrica | 0 | 0 | 0 | 0 | 15 | 0 | 0 | 0 | 0 | 0 | 0 | 0 | EIA-860, EIA-860M and EIA-923 | 201603
Estados Unidos | Kent Falls | New York State Elec & Gas Corp |  | 44.7053 | -73.5967 | Town of SchuylerFalls | Clinton | New York | 12962 | 376 Kent Falls Rd | 13.6 | 13.6 | Hidroeléctrica | Hidroeléctrica | 0 | 0 | 0 | 0 | 13.6 | 0 | 0 | 0 | 0 | 0 | 0 | 0 | EIA-860, EIA-860M and EIA-923 | 201603
Estados Unidos | Allens Falls | Erie Boulevard Hydropower LP |  | 44.6603 | -74.8603 | Parishville | St Lawrence | New York | 13672 | 121 Covey Road | 3.5 | 3.5 | Hidroeléctrica | Hidroeléctrica | 0 | 0 | 0 | 0 | 3.5 | 0 | 0 | 0 | 0 | 0 | 0 | 0 | EIA-860, EIA-860M and EIA-923 | 201603
Estados Unidos | Beardslee | Erie Boulevard Hydropower LP |  | 43.0191 | -74.7413 | Little Falls | Herkimer | New York | 13365 | 00 Saltsman Road | 16.6 | 16.6 | Hidroeléctrica | Hidroeléctrica | 0 | 0 | 0 | 0 | 16.6 | 0 | 0 | 0 | 0 | 0 | 0 | 0 | EIA-860, EIA-860M and EIA-923 | 201603
Estados Unidos | Belfort | Erie Boulevard Hydropower LP |  | 43.9275 | -75.3331 | Croghan | Lewis | New York | 13327 | 9533 Belfort Road | 1.8 | 1.8 | Hidroeléctrica | Hidroeléctrica | 0 | 0 | 0 | 0 | 1.8 | 0 | 0 | 0 | 0 | 0 | 0 | 0 | EIA-860, EIA-860M and EIA-923 | 201603
Estados Unidos | Bennetts Bridge | Erie Boulevard Hydropower LP |  | 43.5317 | -75.9531 | Altmar | Oswego | New York | 13302 | 2628 County Road 22 | 30.3 | 30.3 | Hidroeléctrica | Hidroeléctrica | 0 | 0 | 0 | 0 | 30.3 | 0 | 0 | 0 | 0 | 0 | 0 | 0 | EIA-860, EIA-860M and EIA-923 | 201603
Estados Unidos | Black River | Erie Boulevard Hydropower LP |  | 44.0001 | -75.8131 | Black River | Jefferson | New York | 13612 | 27852 NYS 3 | 4.5 | 4.5 | Hidroeléctrica | Hidroeléctrica | 0 | 0 | 0 | 0 | 4.5 | 0 | 0 | 0 | 0 | 0 | 0 | 0 | EIA-860, EIA-860M and EIA-923 | 201603
Estados Unidos | Blake | Erie Boulevard Hydropower LP |  | 44.5065 | -74.7534 | Parishville | St Lawrence | New York | 13672 | 362 Blake Falls Dam Road | 14.2 | 14.2 | Hidroeléctrica | Hidroeléctrica | 0 | 0 | 0 | 0 | 14.2 | 0 | 0 | 0 | 0 | 0 | 0 | 0 | EIA-860, EIA-860M and EIA-923 | 201603
Estados Unidos | Browns Falls | Erie Boulevard Hydropower LP |  | 44.2114 | -75.0594 | Oswegatchie | St Lawrence | New York | 13639 | 263 Browns Falls Road | 15.8 | 15.8 | Hidroeléctrica | Hidroeléctrica | 0 | 0 | 0 | 0 | 15.8 | 0 | 0 | 0 | 0 | 0 | 0 | 0 | EIA-860, EIA-860M and EIA-923 | 201603
Estados Unidos | Chasm | Erie Boulevard Hydropower LP |  | 44.7533 | -74.2169 | Malone | Franklin | New York | 12953 | 163 County Route 25 | 1.6 | 1.6 | Hidroeléctrica | Hidroeléctrica | 0 | 0 | 0 | 0 | 1.6 | 0 | 0 | 0 | 0 | 0 | 0 | 0 | EIA-860, EIA-860M and EIA-923 | 201603
Estados Unidos | Colton | Erie Boulevard Hydropower LP |  | 44.5839 | -74.9583 | Pierrepont | St Lawrence | New York | 13625 | 6734 County Route 24 | 29.7 | 29.7 | Hidroeléctrica | Hidroeléctrica | 0 | 0 | 0 | 0 | 29.7 | 0 | 0 | 0 | 0 | 0 | 0 | 0 | EIA-860, EIA-860M and EIA-923 | 201603
Estados Unidos | Deferiet | Erie Boulevard Hydropower LP |  | 44.0381 | -75.6806 | Deferiet | Jefferson | New York | 13628 | Anderson Avenue | 10.8 | 10.8 | Hidroeléctrica | Hidroeléctrica | 0 | 0 | 0 | 0 | 10.8 | 0 | 0 | 0 | 0 | 0 | 0 | 0 | EIA-860, EIA-860M and EIA-923 | 201603
Estados Unidos | Eagle | Erie Boulevard Hydropower LP |  | 43.9097 | -75.2008 | Croghan | Lewis | New York | 13327 | 9296 Adsit Trail | 5.8 | 5.8 | Hidroeléctrica | Hidroeléctrica | 0 | 0 | 0 | 0 | 5.8 | 0 | 0 | 0 | 0 | 0 | 0 | 0 | EIA-860, EIA-860M and EIA-923 | 201603
Estados Unidos | Eel Weir | Erie Boulevard Hydropower LP |  | 44.6384 | -75.4905 | Oswegatchie | St Lawrence | New York | 13670 | 87 Lee Drive | 2 | 2 | Hidroeléctrica | Hidroeléctrica | 0 | 0 | 0 | 0 | 2 | 0 | 0 | 0 | 0 | 0 | 0 | 0 | EIA-860, EIA-860M and EIA-923 | 201603
Estados Unidos | Effley | Erie Boulevard Hydropower LP |  | 43.9228 | -75.2779 | Croghan | Lewis | New York | 13327 | 8410 Effley Falls Road | 2.9 | 2.9 | Hidroeléctrica | Hidroeléctrica | 0 | 0 | 0 | 0 | 2.9 | 0 | 0 | 0 | 0 | 0 | 0 | 0 | EIA-860, EIA-860M and EIA-923 | 201603
Estados Unidos | Elmer | Erie Boulevard Hydropower LP |  | 43.9275 | -75.2883 | Croghan | Lewis | New York | 13327 | 8516 Effley Falls Road | 2 | 2 | Hidroeléctrica | Hidroeléctrica | 0 | 0 | 0 | 0 | 2 | 0 | 0 | 0 | 0 | 0 | 0 | 0 | EIA-860, EIA-860M and EIA-923 | 201603
Estados Unidos | Ephratah | Erie Boulevard Hydropower LP |  | 43.0092 | -74.5372 | Saint Johnsville | Fulton | New York | 13339 | 4260 State Hwy. 10 | 3.7 | 3.7 | Hidroeléctrica | Hidroeléctrica | 0 | 0 | 0 | 0 | 3.7 | 0 | 0 | 0 | 0 | 0 | 0 | 0 | EIA-860, EIA-860M and EIA-923 | 201603
Estados Unidos | East Norfolk | Erie Boulevard Hydropower LP |  | 44.7989 | -74.9856 | Norfolk | St Lawrence | New York | 13667 | 5 Island Street | 4.1 | 4.1 | Hidroeléctrica | Hidroeléctrica | 0 | 0 | 0 | 0 | 4.1 | 0 | 0 | 0 | 0 | 0 | 0 | 0 | EIA-860, EIA-860M and EIA-923 | 201603
Estados Unidos | Five Falls | Erie Boulevard Hydropower LP |  | 44.5275 | -74.8492 | Colton | St Lawrence | New York | 13625 | 1686 Raquette River Road | 22.4 | 22.4 | Hidroeléctrica | Hidroeléctrica | 0 | 0 | 0 | 0 | 22.4 | 0 | 0 | 0 | 0 | 0 | 0 | 0 | EIA-860, EIA-860M and EIA-923 | 201603
Estados Unidos | Flat Rock | Erie Boulevard Hydropower LP |  | 44.2217 | -75.0742 | Fine | St Lawrence | New York | 13639 | 3147 State Highway 3 | 5.2 | 5.2 | Hidroeléctrica | Hidroeléctrica | 0 | 0 | 0 | 0 | 5.2 | 0 | 0 | 0 | 0 | 0 | 0 | 0 | EIA-860, EIA-860M and EIA-923 | 201603
Estados Unidos | Franklin (NY) | Erie Boulevard Hydropower LP |  | 44.4372 | -73.9725 | Franklin | Franklin | New York | 12913 | 1563 County Route 48 | 2 | 2 | Hidroeléctrica | Hidroeléctrica | 0 | 0 | 0 | 0 | 2 | 0 | 0 | 0 | 0 | 0 | 0 | 0 | EIA-860, EIA-860M and EIA-923 | 201603
Estados Unidos | Glenwood Hydro | Erie Boulevard Hydropower LP |  | 43.2358 | -78.3906 | Medina | Orleans | New York | 14103 | 400 Erin Road | 1.5 | 1.5 | Hidroeléctrica | Hidroeléctrica | 0 | 0 | 0 | 0 | 1.5 | 0 | 0 | 0 | 0 | 0 | 0 | 0 | EIA-860, EIA-860M and EIA-923 | 201603
Estados Unidos | Granby | Erie Boulevard Hydropower LP |  | 43.3234 | -76.4208 | Fulton | Oswego | New York | 13069 | 16 Foster Street | 10.2 | 10.2 | Hidroeléctrica | Hidroeléctrica | 0 | 0 | 0 | 0 | 10.2 | 0 | 0 | 0 | 0 | 0 | 0 | 0 | EIA-860, EIA-860M and EIA-923 | 201603
Estados Unidos | Hannawa | Erie Boulevard Hydropower LP |  | 44.6192 | -74.9733 | Pierrepont | St Lawrence | New York | 13647 | 5849 State Route 56 | 7.5 | 7.5 | Hidroeléctrica | Hidroeléctrica | 0 | 0 | 0 | 0 | 7.5 | 0 | 0 | 0 | 0 | 0 | 0 | 0 | EIA-860, EIA-860M and EIA-923 | 201603
Estados Unidos | Herrings | Erie Boulevard Hydropower LP |  | 44.0217 | -75.6511 | Carthage | Jefferson | New York | 13619 | 36152 NYS 3 | 4.5 | 4.5 | Hidroeléctrica | Hidroeléctrica | 0 | 0 | 0 | 0 | 4.5 | 0 | 0 | 0 | 0 | 0 | 0 | 0 | EIA-860, EIA-860M and EIA-923 | 201603
Estados Unidos | High Dam | Oswego City of |  | 43.4436 | -76.4961 | Oswego | Oswego | New York | 13126 | 571 West First St. | 8.8 | 8.8 | Hidroeléctrica | Hidroeléctrica | 0 | 0 | 0 | 0 | 8.8 | 0 | 0 | 0 | 0 | 0 | 0 | 0 | EIA-860, EIA-860M and EIA-923 | 201603
Estados Unidos | High Falls - Croghan NY | Erie Boulevard Hydropower LP |  | 43.9247 | -75.3731 | Croghan | Lewis | New York | 13327 | 10116 High Falls Road | 5.4 | 5.4 | Hidroeléctrica | Hidroeléctrica | 0 | 0 | 0 | 0 | 5.4 | 0 | 0 | 0 | 0 | 0 | 0 | 0 | EIA-860, EIA-860M and EIA-923 | 201603
Estados Unidos | Higley | Erie Boulevard Hydropower LP |  | 44.5306 | -74.9331 | Colton | St Lawrence | New York | 13625 | 100 Pine Road | 6.3 | 6.3 | Hidroeléctrica | Hidroeléctrica | 0 | 0 | 0 | 0 | 6.3 | 0 | 0 | 0 | 0 | 0 | 0 | 0 | EIA-860, EIA-860M and EIA-923 | 201603
Estados Unidos | Hydraulic Race | Erie Boulevard Hydropower LP |  | 43.1709 | -78.6916 | Lockport | Niagara | New York | 14094 | 24 Market Street | 2.8 | 2.8 | Hidroeléctrica | Hidroeléctrica | 0 | 0 | 0 | 0 | 2.8 | 0 | 0 | 0 | 0 | 0 | 0 | 0 | EIA-860, EIA-860M and EIA-923 | 201603
Estados Unidos | Inghams | Erie Boulevard Hydropower LP |  | 43.061 | -74.7643 | Little Falls | Fulton | New York | 13329 | 118 Power House Road | 6.2 | 6.2 | Hidroeléctrica | Hidroeléctrica | 0 | 0 | 0 | 0 | 6.2 | 0 | 0 | 0 | 0 | 0 | 0 | 0 | EIA-860, EIA-860M and EIA-923 | 201603
Estados Unidos | Johnsonville Dam | Erie Boulevard Hydropower LP |  | 42.9204 | -73.5089 | Johnsonville | Rensselaer | New York | 12094 | River Road | 2.5 | 2.5 | Hidroeléctrica | Hidroeléctrica | 0 | 0 | 0 | 0 | 2.5 | 0 | 0 | 0 | 0 | 0 | 0 | 0 | EIA-860, EIA-860M and EIA-923 | 201603
Estados Unidos | Kamargo | Erie Boulevard Hydropower LP |  | 44.0117 | -75.7967 | Black River | Jefferson | New York | 13612 | 100 Washington Street | 3.9 | 3.9 | Hidroeléctrica | Hidroeléctrica | 0 | 0 | 0 | 0 | 3.9 | 0 | 0 | 0 | 0 | 0 | 0 | 0 | EIA-860, EIA-860M and EIA-923 | 201603
Estados Unidos | Lighthouse Hill | Erie Boulevard Hydropower LP |  | 43.5241 | -75.9703 | Altmar | Oswego | New York | 13302 | 2365 County Route 22 | 7.6 | 7.6 | Hidroeléctrica | Hidroeléctrica | 0 | 0 | 0 | 0 | 7.6 | 0 | 0 | 0 | 0 | 0 | 0 | 0 | EIA-860, EIA-860M and EIA-923 | 201603
Estados Unidos | Minetto | Erie Boulevard Hydropower LP |  | 43.4003 | -76.4739 | Minetto | Oswego | New York | 13126 | 2796 State Route 48 | 7 | 7 | Hidroeléctrica | Hidroeléctrica | 0 | 0 | 0 | 0 | 7 | 0 | 0 | 0 | 0 | 0 | 0 | 0 | EIA-860, EIA-860M and EIA-923 | 201603
Estados Unidos | Moshier | Erie Boulevard Hydropower LP |  | 43.8719 | -75.1364 | Lowville | Herkimer | New York | 13327 | 8691 Moshier Road | 8 | 8 | Hidroeléctrica | Hidroeléctrica | 0 | 0 | 0 | 0 | 8 | 0 | 0 | 0 | 0 | 0 | 0 | 0 | EIA-860, EIA-860M and EIA-923 | 201603
Estados Unidos | Norfolk | Erie Boulevard Hydropower LP |  | 44.8053 | -74.9975 | Norfolk | St Lawrence | New York | 13667 | 100D Remington Avenue | 5.1 | 5.1 | Hidroeléctrica | Hidroeléctrica | 0 | 0 | 0 | 0 | 5.1 | 0 | 0 | 0 | 0 | 0 | 0 | 0 | EIA-860, EIA-860M and EIA-923 | 201603
Estados Unidos | Norwood | Erie Boulevard Hydropower LP |  | 44.7439 | -75.0042 | Norwood | St Lawrence | New York | 13668 | 12 Maple Street | 2.2 | 2.2 | Hidroeléctrica | Hidroeléctrica | 0 | 0 | 0 | 0 | 2.2 | 0 | 0 | 0 | 0 | 0 | 0 | 0 | EIA-860, EIA-860M and EIA-923 | 201603
Estados Unidos | Oswego Falls East | Erie Boulevard Hydropower LP |  | 43.3161 | -76.4153 | Fulton | Oswego | New York | 13069 | 322 South 1st Street | 4.2 | 4.2 | Hidroeléctrica | Hidroeléctrica | 0 | 0 | 0 | 0 | 4.2 | 0 | 0 | 0 | 0 | 0 | 0 | 0 | EIA-860, EIA-860M and EIA-923 | 201603
Estados Unidos | Oswego Falls West | Erie Boulevard Hydropower LP |  | 43.3156 | -76.4172 | Fulton | Oswego | New York | 13069 | 249 Riverside Avenue | 2.6 | 2.6 | Hidroeléctrica | Hidroeléctrica | 0 | 0 | 0 | 0 | 2.6 | 0 | 0 | 0 | 0 | 0 | 0 | 0 | EIA-860, EIA-860M and EIA-923 | 201603
Estados Unidos | Parishville | Erie Boulevard Hydropower LP |  | 44.63 | -74.8258 | Parishville | St Lawrence | New York | 13672 | 56 River House Drive | 2.3 | 2.3 | Hidroeléctrica | Hidroeléctrica | 0 | 0 | 0 | 0 | 2.3 | 0 | 0 | 0 | 0 | 0 | 0 | 0 | EIA-860, EIA-860M and EIA-923 | 201603
Estados Unidos | Piercefield | Erie Boulevard Hydropower LP |  | 44.2334 | -74.5662 | Piercefield | St Lawrence | New York | 12973 | 15375 State Route 3 | 2.8 | 2.8 | Hidroeléctrica | Hidroeléctrica | 0 | 0 | 0 | 0 | 2.8 | 0 | 0 | 0 | 0 | 0 | 0 | 0 | EIA-860, EIA-860M and EIA-923 | 201603
Estados Unidos | Prospect | Erie Boulevard Hydropower LP |  | 43.2919 | -75.1477 | Prospect | Oneida | New York | 13435 | 6283 Miitary Road | 18.3 | 18.3 | Hidroeléctrica | Hidroeléctrica | 0 | 0 | 0 | 0 | 18.3 | 0 | 0 | 0 | 0 | 0 | 0 | 0 | EIA-860, EIA-860M and EIA-923 | 201603
Estados Unidos | Rainbow Falls Hydro | Erie Boulevard Hydropower LP |  | 44.5178 | -74.8228 | Parishville | St Lawrence | New York | 13672 | 1362 Raquette River Road | 24 | 24 | Hidroeléctrica | Hidroeléctrica | 0 | 0 | 0 | 0 | 24 | 0 | 0 | 0 | 0 | 0 | 0 | 0 | EIA-860, EIA-860M and EIA-923 | 201603
Estados Unidos | Raymondville | Erie Boulevard Hydropower LP |  | 44.835 | -74.9803 | Norfolk | St Lawrence | New York | 13667 | 8707 State Highway 56 | 2.3 | 2.3 | Hidroeléctrica | Hidroeléctrica | 0 | 0 | 0 | 0 | 2.3 | 0 | 0 | 0 | 0 | 0 | 0 | 0 | EIA-860, EIA-860M and EIA-923 | 201603
Estados Unidos | South Edwards | Erie Boulevard Hydropower LP |  | 44.2678 | -75.1961 | Fine | St Lawrence | New York | 13639 | 127 Giles Road | 3.4 | 3.4 | Hidroeléctrica | Hidroeléctrica | 0 | 0 | 0 | 0 | 3.4 | 0 | 0 | 0 | 0 | 0 | 0 | 0 | EIA-860, EIA-860M and EIA-923 | 201603
Estados Unidos | School Street | Erie Boulevard Hydropower LP |  | 42.785 | -73.708 | Cohoes | Albany | New York | 12047 | 6 School Street | 36.9 | 36.9 | Hidroeléctrica | Hidroeléctrica | 0 | 0 | 0 | 0 | 36.9 | 0 | 0 | 0 | 0 | 0 | 0 | 0 | EIA-860, EIA-860M and EIA-923 | 201603
Estados Unidos | Schaghticoke | Erie Boulevard Hydropower LP |  | 42.8992 | -73.5989 | Schaghticoke | Rensselaer | New York | 12154 | Chesnut Street | 15.9 | 15.9 | Hidroeléctrica | Hidroeléctrica | 0 | 0 | 0 | 0 | 15.9 | 0 | 0 | 0 | 0 | 0 | 0 | 0 | EIA-860, EIA-860M and EIA-923 | 201603
Estados Unidos | Schuylerville | Erie Boulevard Hydropower LP |  | 43.0968 | -73.5821 | Schuylerville | Saratoga | New York | 12871 | 10-1/2 Broad Street | 1.5 | 1.5 | Hidroeléctrica | Hidroeléctrica | 0 | 0 | 0 | 0 | 1.5 | 0 | 0 | 0 | 0 | 0 | 0 | 0 | EIA-860, EIA-860M and EIA-923 | 201603
Estados Unidos | Sewalls | Erie Boulevard Hydropower LP |  | 43.9775 | -75.8942 | Watertown | Jefferson | New York | 13601 | 462 Pearl Street | 2.2 | 2.2 | Hidroeléctrica | Hidroeléctrica | 0 | 0 | 0 | 0 | 2.2 | 0 | 0 | 0 | 0 | 0 | 0 | 0 | EIA-860, EIA-860M and EIA-923 | 201603
Estados Unidos | Sherman Island | Erie Boulevard Hydropower LP |  | 43.2797 | -73.7094 | Queensbury | Saratoga | New York | 12804 | 803 Corinth Road | 36.9 | 36.9 | Hidroeléctrica | Hidroeléctrica | 0 | 0 | 0 | 0 | 36.9 | 0 | 0 | 0 | 0 | 0 | 0 | 0 | EIA-860, EIA-860M and EIA-923 | 201603
Estados Unidos | Soft Maple | Erie Boulevard Hydropower LP |  | 43.9206 | -75.2433 | Croghan | Lewis | New York | 13327 | 9646 Adsit Trail | 14.4 | 14.4 | Hidroeléctrica | Hidroeléctrica | 0 | 0 | 0 | 0 | 14.4 | 0 | 0 | 0 | 0 | 0 | 0 | 0 | EIA-860, EIA-860M and EIA-923 | 201603
Estados Unidos | South Colton | Erie Boulevard Hydropower LP |  | 44.5133 | -74.8831 | Colton | St Lawrence | New York | 13625 | 2092 Raquette River Road | 19.8 | 19.8 | Hidroeléctrica | Hidroeléctrica | 0 | 0 | 0 | 0 | 19.8 | 0 | 0 | 0 | 0 | 0 | 0 | 0 | EIA-860, EIA-860M and EIA-923 | 201603
Estados Unidos | Spier Falls | Erie Boulevard Hydropower LP |  | 43.2339 | -73.7556 | Gansevoort | Saratoga | New York | 12801 | 400 Spier Falls Road | 54.5 | 54.5 | Hidroeléctrica | Hidroeléctrica | 0 | 0 | 0 | 0 | 54.5 | 0 | 0 | 0 | 0 | 0 | 0 | 0 | EIA-860, EIA-860M and EIA-923 | 201603
Estados Unidos | Stark | Erie Boulevard Hydropower LP |  | 44.4553 | -74.7614 | Colton | St Lawrence | New York | 13625 | 477 Stark Road | 23.3 | 23.3 | Hidroeléctrica | Hidroeléctrica | 0 | 0 | 0 | 0 | 23.3 | 0 | 0 | 0 | 0 | 0 | 0 | 0 | EIA-860, EIA-860M and EIA-923 | 201603
Estados Unidos | Stewarts Bridge | Erie Boulevard Hydropower LP |  | 43.2978 | -73.8853 | Corinth | Saratoga | New York | 12846 | 633 Antone Mountain Road | 40 | 40 | Hidroeléctrica | Hidroeléctrica | 0 | 0 | 0 | 0 | 40 | 0 | 0 | 0 | 0 | 0 | 0 | 0 | EIA-860, EIA-860M and EIA-923 | 201603
Estados Unidos | Sugar Island | Erie Boulevard Hydropower LP |  | 44.6422 | -74.9765 | Potsdam | St Lawrence | New York | 13676 | 480 County Road | 4.1 | 4.1 | Hidroeléctrica | Hidroeléctrica | 0 | 0 | 0 | 0 | 4.1 | 0 | 0 | 0 | 0 | 0 | 0 | 0 | EIA-860, EIA-860M and EIA-923 | 201603
Estados Unidos | Taylorville | Erie Boulevard Hydropower LP |  | 43.927 | -75.3219 | Croghan | Lewis | New York | 13327 | 10260 Taylorville Road | 4.4 | 4.4 | Hidroeléctrica | Hidroeléctrica | 0 | 0 | 0 | 0 | 4.4 | 0 | 0 | 0 | 0 | 0 | 0 | 0 | EIA-860, EIA-860M and EIA-923 | 201603
Estados Unidos | Trenton Falls | Erie Boulevard Hydropower LP |  | 43.2758 | -75.1567 | Barneveld | Oneida | New York | 13304 | 8526 Trenton Falls Road | 25.9 | 25.9 | Hidroeléctrica | Hidroeléctrica | 0 | 0 | 0 | 0 | 25.9 | 0 | 0 | 0 | 0 | 0 | 0 | 0 | EIA-860, EIA-860M and EIA-923 | 201603
Estados Unidos | Varick | Erie Boulevard Hydropower LP |  | 43.4486 | -76.5056 | Oswego | Oswego | New York | 13126 | 411 West 1st Street | 5.6 | 5.6 | Hidroeléctrica | Hidroeléctrica | 0 | 0 | 0 | 0 | 5.6 | 0 | 0 | 0 | 0 | 0 | 0 | 0 | EIA-860, EIA-860M and EIA-923 | 201603
Estados Unidos | Waterport | Erie Boulevard Hydropower LP |  | 43.3272 | -78.2394 | Waterport | Orleans | New York | 14571 | 1810 Park Avenue | 3.8 | 3.8 | Hidroeléctrica | Hidroeléctrica | 0 | 0 | 0 | 0 | 3.8 | 0 | 0 | 0 | 0 | 0 | 0 | 0 | EIA-860, EIA-860M and EIA-923 | 201603
Estados Unidos | Grahamsville | New York Power Authority |  | 41.8592 | -74.5106 | Grahamsville | Sullivan | New York | 12740 | 1229 State Rte. 55A | 15.5 | 15.5 | Hidroeléctrica | Hidroeléctrica | 0 | 0 | 0 | 0 | 15.5 | 0 | 0 | 0 | 0 | 0 | 0 | 0 | EIA-860, EIA-860M and EIA-923 | 201603
Estados Unidos | Mongaup | Eagle Creek RE LLC |  | 41.5377 | -74.7714 | Forestburgh | Sullivan | New York | 12777 | 613 Plank Road | 4.3 | 4.3 | Hidroeléctrica | Hidroeléctrica | 0 | 0 | 0 | 0 | 4.3 | 0 | 0 | 0 | 0 | 0 | 0 | 0 | EIA-860, EIA-860M and EIA-923 | 201603
Estados Unidos | Rio | Eagle Creek RE LLC |  | 41.4625 | -74.7578 | Glen Spey | Sullivan | New York | 12780 | 72 Power House Road | 10.9 | 10.9 | Hidroeléctrica | Hidroeléctrica | 0 | 0 | 0 | 0 | 10.9 | 0 | 0 | 0 | 0 | 0 | 0 | 0 | EIA-860, EIA-860M and EIA-923 | 201603
Estados Unidos | Swinging Bridge 2 | Eagle Creek RE LLC |  | 41.5717 | -74.7828 | Forestburgh | Sullivan | New York | 12777 | 458 County Rte. 43 | 7.4 | 7.4 | Hidroeléctrica | Hidroeléctrica | 0 | 0 | 0 | 0 | 7.4 | 0 | 0 | 0 | 0 | 0 | 0 | 0 | EIA-860, EIA-860M and EIA-923 | 201603
Estados Unidos | Rochester 26 | Rochester Gas & Electric Corp |  | 43.1522 | -77.6098 | Rochester | Monroe | New York | 14604 | Court St. | 3 | 3 | Hidroeléctrica | Hidroeléctrica | 0 | 0 | 0 | 0 | 3 | 0 | 0 | 0 | 0 | 0 | 0 | 0 | EIA-860, EIA-860M and EIA-923 | 201603
Estados Unidos | Rochester 2 | Rochester Gas & Electric Corp |  | 43.1611 | -77.615 | Rochester | Monroe | New York | 14614 | Falls St. | 8.5 | 8.5 | Hidroeléctrica | Hidroeléctrica | 0 | 0 | 0 | 0 | 8.5 | 0 | 0 | 0 | 0 | 0 | 0 | 0 | EIA-860, EIA-860M and EIA-923 | 201603
Estados Unidos | Rochester 5 | Rochester Gas & Electric Corp |  | 43.1803 | -77.6278 | Rochester | Monroe | New York | 14621 | Seth Green Dr. | 43.8 | 43.8 | Hidroeléctrica | Hidroeléctrica | 0 | 0 | 0 | 0 | 43.8 | 0 | 0 | 0 | 0 | 0 | 0 | 0 | EIA-860, EIA-860M and EIA-923 | 201603
Estados Unidos | Wiscoy 170 | Rochester Gas & Electric Corp |  | 42.5042 | -78.0828 | Filmore | Allegany | New York | 14735 | Rt. 19A | 1 | 1 | Hidroeléctrica | Hidroeléctrica | 0 | 0 | 0 | 0 | 1 | 0 | 0 | 0 | 0 | 0 | 0 | 0 | EIA-860, EIA-860M and EIA-923 | 201603
Estados Unidos | Crescent | New York Power Authority |  | 42.8056 | -73.7226 | Crescent | Albany | New York | 12047 | School Street | 11.6 | 11.6 | Hidroeléctrica | Hidroeléctrica | 0 | 0 | 0 | 0 | 11.6 | 0 | 0 | 0 | 0 | 0 | 0 | 0 | EIA-860, EIA-860M and EIA-923 | 201603
Estados Unidos | Vischer Ferry | New York Power Authority |  | 42.8075 | -73.8427 | Rexford | Saratoga | New York | 12148 | 496 River Rd | 11.6 | 11.6 | Hidroeléctrica | Hidroeléctrica | 0 | 0 | 0 | 0 | 11.6 | 0 | 0 | 0 | 0 | 0 | 0 | 0 | EIA-860, EIA-860M and EIA-923 | 201603
Estados Unidos | Blenheim Gilboa | New York Power Authority |  | 42.4423 | -74.4479 | Gilboa | Schoharie | New York | 12076 | 397 Power Plant Access Rd | 1166.1 | 1166.1 | Bombeo hidráulico | Bombeo hidráulico | 0 | 0 | 0 | 0 | 0 | 1166.1 | 0 | 0 | 0 | 0 | 0 | 0 | EIA-860, EIA-860M and EIA-923 | 201603
Estados Unidos | Lewiston Niagara | New York Power Authority |  | 43.1428 | -79.0215 | Lewiston | Niagara | New York | 14092 | 5777 Lewiston Road | 240 | 240 | Bombeo hidráulico | Bombeo hidráulico | 0 | 0 | 0 | 0 | 0 | 240 | 0 | 0 | 0 | 0 | 0 | 0 | EIA-860, EIA-860M and EIA-923 | 201603
Estados Unidos | Robert Moses Niagara | New York Power Authority |  | 43.1427 | -79.0394 | Lewiston | Niagara | New York | 14092 | 5777 Lewiston Rd | 2438.8 | 2438.8 | Hidroeléctrica | Hidroeléctrica | 0 | 0 | 0 | 0 | 2438.8 | 0 | 0 | 0 | 0 | 0 | 0 | 0 | EIA-860, EIA-860M and EIA-923 | 201603
Estados Unidos | Robert Moses Power Dam | New York Power Authority |  | 45.0038 | -74.7994 | Massena | St Lawrence | New York | 13662 | 830 Barnhart Island | 1025.6 | 1025.6 | Hidroeléctrica | Hidroeléctrica | 0 | 0 | 0 | 0 | 1025.6 | 0 | 0 | 0 | 0 | 0 | 0 | 0 | EIA-860, EIA-860M and EIA-923 | 201603
Estados Unidos | Watertown | City of Watertown - (NY) |  | 43.9758 | -75.8747 | Watertown | Jefferson | New York | 13601 | Marble Street | 6.3 | 6.3 | Hidroeléctrica | Hidroeléctrica | 0 | 0 | 0 | 0 | 6.3 | 0 | 0 | 0 | 0 | 0 | 0 | 0 | EIA-860, EIA-860M and EIA-923 | 201603
Estados Unidos | Blewett | Duke Energy Progress - (NC) |  | 34.9833 | -79.8775 | Lilesville | Anson | North Carolina | 28091 | Route 1, Box 148 | 79 | 27 | Petróleo | Hidroeléctrica | 0 | 0 | 52 | 0 | 27 | 0 | 0 | 0 | 0 | 0 | 0 | 0 | EIA-860, EIA-860M and EIA-923 | 201603
Estados Unidos | Marshall Dam | Duke Energy Progress - (NC) |  | 35.7025 | -82.7106 | Marshall | Madison | North Carolina | 28753 | 7602 Bear Creek Road | 4 | 4 | Hidroeléctrica | Hidroeléctrica | 0 | 0 | 0 | 0 | 4 | 0 | 0 | 0 | 0 | 0 | 0 | 0 | EIA-860, EIA-860M and EIA-923 | 201603
Estados Unidos | Tillery | Duke Energy Progress - (NC) |  | 35.2067 | -80.0648 | Mount Gilead | Montgomery | North Carolina | 27559 | 179 Tillery Dam Road | 84 | 84 | Hidroeléctrica | Hidroeléctrica | 0 | 0 | 0 | 0 | 84 | 0 | 0 | 0 | 0 | 0 | 0 | 0 | EIA-860, EIA-860M and EIA-923 | 201603
Estados Unidos | Walters | Duke Energy Progress - (NC) |  | 35.6946 | -83.0503 | Waterville | Haywood | North Carolina | 37821 | 1251 Waterville Road | 112 | 112 | Hidroeléctrica | Hidroeléctrica | 0 | 0 | 0 | 0 | 112 | 0 | 0 | 0 | 0 | 0 | 0 | 0 | EIA-860, EIA-860M and EIA-923 | 201603
Estados Unidos | Bridgewater | Duke Energy Carolinas, LLC |  | 35.7428 | -81.8372 | Morganton | Burke | North Carolina | 28655 | 5790 Power House Rd | 31.5 | 31.5 | Hidroeléctrica | Hidroeléctrica | 0 | 0 | 0 | 0 | 31.5 | 0 | 0 | 0 | 0 | 0 | 0 | 0 | EIA-860, EIA-860M and EIA-923 | 201603
Estados Unidos | Cowans Ford | Duke Energy Carolinas, LLC |  | 35.4346 | -80.9588 | Stanley | Lincoln | North Carolina | 28164 | 257 Duke Lane | 325.2 | 325.2 | Hidroeléctrica | Hidroeléctrica | 0 | 0 | 0 | 0 | 325.2 | 0 | 0 | 0 | 0 | 0 | 0 | 0 | EIA-860, EIA-860M and EIA-923 | 201603
Estados Unidos | Lookout Shoals | Duke Energy Carolinas, LLC |  | 35.7575 | -81.0894 | Statesville | Iredell | North Carolina | 28625 | 678 Lookout Dam Rd | 27.9 | 27.9 | Hidroeléctrica | Hidroeléctrica | 0 | 0 | 0 | 0 | 27.9 | 0 | 0 | 0 | 0 | 0 | 0 | 0 | EIA-860, EIA-860M and EIA-923 | 201603
Estados Unidos | Mountain Island | Duke Energy Carolinas, LLC |  | 35.3339 | -80.9867 | MOUNT HOLLY | Gaston | North Carolina | 28120 | 439 Mountain Island Rd | 62 | 62 | Hidroeléctrica | Hidroeléctrica | 0 | 0 | 0 | 0 | 62 | 0 | 0 | 0 | 0 | 0 | 0 | 0 | EIA-860, EIA-860M and EIA-923 | 201603
Estados Unidos | Oxford Dam | Duke Energy Carolinas, LLC |  | 35.8214 | -81.1922 | Conover | Catawba | North Carolina | 28613 | 6874 Hwy 16 North | 40 | 40 | Hidroeléctrica | Hidroeléctrica | 0 | 0 | 0 | 0 | 40 | 0 | 0 | 0 | 0 | 0 | 0 | 0 | EIA-860, EIA-860M and EIA-923 | 201603
Estados Unidos | Rhodhiss | Duke Energy Carolinas, LLC |  | 35.7742 | -81.4378 | Rhodhiss | Caldwell | North Carolina | 28667 | 109 Powerhouse Rd | 33.4 | 33.4 | Hidroeléctrica | Hidroeléctrica | 0 | 0 | 0 | 0 | 33.4 | 0 | 0 | 0 | 0 | 0 | 0 | 0 | EIA-860, EIA-860M and EIA-923 | 201603
Estados Unidos | Turner Shoals | Northbrook Carolina Hydro LLC |  | 35.3348 | -82.1864 | Mill Springs | Polk | North Carolina | 28756 | North Hwy. 9 | 5.4 | 5.4 | Hidroeléctrica | Hidroeléctrica | 0 | 0 | 0 | 0 | 5.4 | 0 | 0 | 0 | 0 | 0 | 0 | 0 | EIA-860, EIA-860M and EIA-923 | 201603
Estados Unidos | Tuxedo | Duke Energy Carolinas, LLC |  | 35.245 | -82.3894 | Flat Rock | Henderson | North Carolina | 28731 | R1 Box 104A, Pot Shoals Rd | 6.4 | 6.4 | Hidroeléctrica | Hidroeléctrica | 0 | 0 | 0 | 0 | 6.4 | 0 | 0 | 0 | 0 | 0 | 0 | 0 | EIA-860, EIA-860M and EIA-923 | 201603
Estados Unidos | Bear Creek Dam | Duke Energy Carolinas, LLC |  | 35.2427 | -83.072 | TUCKASEGEE | Jackson | North Carolina | 28783 | 4016 Canada Road | 9.5 | 9.5 | Hidroeléctrica | Hidroeléctrica | 0 | 0 | 0 | 0 | 9.5 | 0 | 0 | 0 | 0 | 0 | 0 | 0 | EIA-860, EIA-860M and EIA-923 | 201603
Estados Unidos | Cedar Cliff | Duke Energy Carolinas, LLC |  | 35.2531 | -83.0983 | TUCKASEGEE | Jackson | North Carolina | 28783 | 1478 Canada Road | 6.4 | 6.4 | Hidroeléctrica | Hidroeléctrica | 0 | 0 | 0 | 0 | 6.4 | 0 | 0 | 0 | 0 | 0 | 0 | 0 | EIA-860, EIA-860M and EIA-923 | 201603
Estados Unidos | Franklin (NC) | Duke Energy Carolinas, LLC |  | 35.2194 | -83.3708 | Franklin | Macon | North Carolina | 28734 | 564 Clyde Downs Road | 1 | 1 | Hidroeléctrica | Hidroeléctrica | 0 | 0 | 0 | 0 | 1 | 0 | 0 | 0 | 0 | 0 | 0 | 0 | EIA-860, EIA-860M and EIA-923 | 201603
Estados Unidos | Mission | Duke Energy Carolinas, LLC |  | 35.0647 | -83.9258 | Murphy | Clay | North Carolina | 28906 | 1765 Mission Dam Road | 1.8 | 1.8 | Hidroeléctrica | Hidroeléctrica | 0 | 0 | 0 | 0 | 1.8 | 0 | 0 | 0 | 0 | 0 | 0 | 0 | EIA-860, EIA-860M and EIA-923 | 201603
Estados Unidos | Nantahala | Duke Energy Carolinas, LLC |  | 35.2715 | -83.6762 | Topton | Macon | North Carolina | 28781 | 27656 Wayah Road | 50 | 50 | Hidroeléctrica | Hidroeléctrica | 0 | 0 | 0 | 0 | 50 | 0 | 0 | 0 | 0 | 0 | 0 | 0 | EIA-860, EIA-860M and EIA-923 | 201603
Estados Unidos | Tennessee Creek | Duke Energy Carolinas, LLC |  | 35.2139 | -83.0028 | Tuckasegee | Jackson | North Carolina | 28783 | 41 Mountain Farm Lane | 9.8 | 9.8 | Hidroeléctrica | Hidroeléctrica | 0 | 0 | 0 | 0 | 9.8 | 0 | 0 | 0 | 0 | 0 | 0 | 0 | EIA-860, EIA-860M and EIA-923 | 201603
Estados Unidos | Thorpe | Duke Energy Carolinas, LLC |  | 35.234 | -83.1254 | TUCKASEGEE | Jackson | North Carolina | 28783 | Hwy 107 | 19.7 | 19.7 | Hidroeléctrica | Hidroeléctrica | 0 | 0 | 0 | 0 | 19.7 | 0 | 0 | 0 | 0 | 0 | 0 | 0 | EIA-860, EIA-860M and EIA-923 | 201603
Estados Unidos | Tuckasegee | Duke Energy Carolinas, LLC |  | 35.247 | -83.1281 | Tuckasegee | Jackson | North Carolina | 28783 | Hwy 107 | 2.5 | 2.5 | Hidroeléctrica | Hidroeléctrica | 0 | 0 | 0 | 0 | 2.5 | 0 | 0 | 0 | 0 | 0 | 0 | 0 | EIA-860, EIA-860M and EIA-923 | 201603
Estados Unidos | Gaston | Virginia Electric & Power Co |  | 36.4991 | -77.8115 | Roanoke Rapids | Halifax | North Carolina | 27870 | 2369 Jack Brown Road | 220 | 220 | Hidroeléctrica | Hidroeléctrica | 0 | 0 | 0 | 0 | 220 | 0 | 0 | 0 | 0 | 0 | 0 | 0 | EIA-860, EIA-860M and EIA-923 | 201603
Estados Unidos | Roanoke Rapids | Virginia Electric & Power Co |  | 36.4789 | -77.6722 | Roanoke Rapids | Halifax | North Carolina | 27870 | 100 Oakwood Avenue | 95 | 95 | Hidroeléctrica | Hidroeléctrica | 0 | 0 | 0 | 0 | 95 | 0 | 0 | 0 | 0 | 0 | 0 | 0 | EIA-860, EIA-860M and EIA-923 | 201603
Estados Unidos | Lake Lure | Lake Lure Town of |  | 35.4259 | -82.184 | Lake Lure | Rutherford | North Carolina | 28746 | hwy 6474a | 3.6 | 3.6 | Hidroeléctrica | Hidroeléctrica | 0 | 0 | 0 | 0 | 3.6 | 0 | 0 | 0 | 0 | 0 | 0 | 0 | EIA-860, EIA-860M and EIA-923 | 201603
Estados Unidos | Chatuge | Tennessee Valley Authority |  | 35.0191 | -83.7914 | Hayesville | Clay | North Carolina | 28904 | 1056 Chatuge Dam Rd | 13.9 | 13.9 | Hidroeléctrica | Hidroeléctrica | 0 | 0 | 0 | 0 | 13.9 | 0 | 0 | 0 | 0 | 0 | 0 | 0 | EIA-860, EIA-860M and EIA-923 | 201603
Estados Unidos | Fontana Dam | Tennessee Valley Authority |  | 35.4507 | -83.805 | Fontana Dam | Swain | North Carolina | 28733 | Hwy 28 S PO Box 1178 | 304.2 | 304.2 | Hidroeléctrica | Hidroeléctrica | 0 | 0 | 0 | 0 | 304.2 | 0 | 0 | 0 | 0 | 0 | 0 | 0 | EIA-860, EIA-860M and EIA-923 | 201603
Estados Unidos | Hiwassee Dam | Tennessee Valley Authority |  | 35.1509 | -84.1775 | Murphy | Cherokee | North Carolina | 28906 | Rt. 4 Box 170 | 173.7 | 173.7 | Hidroeléctrica | Hidroeléctrica | 0 | 0 | 0 | 0 | 87.7 | 86 | 0 | 0 | 0 | 0 | 0 | 0 | EIA-860, EIA-860M and EIA-923 | 201603
Estados Unidos | Garrison | USCE-Missouri River District |  | 47.4945 | -101.411 | Riverside | Mercer | North Dakota | 58565 | 597 Garrison Dam Rd | 510 | 510 | Hidroeléctrica | Hidroeléctrica | 0 | 0 | 0 | 0 | 510 | 0 | 0 | 0 | 0 | 0 | 0 | 0 | EIA-860, EIA-860M and EIA-923 | 201603
Estados Unidos | Yankee Street | Dayton Power & Light Co |  | 39.603 | -84.2047 | Centerville | Montgomery | Ohio | 45458 | 9975 Yankee Street | 102.4 | 1.1 | Gas natural | Solar | 0 | 101.3 | 0 | 0 | 0 | 0 | 0 | 1.1 | 0 | 0 | 0 | 0 | EIA-860, EIA-860M and EIA-923 | 201603
Estados Unidos | Mustang | Oklahoma Gas & Electric Co |  | 35.4699 | -97.675 | Oklahoma City | Canadian | Oklahoma | 73127 | 501 Mustang Plant Rd. | 441.5 | 2.5 | Gas natural | Solar | 0 | 439 | 0 | 0 | 0 | 0 | 0 | 2.5 | 0 | 0 | 0 | 0 | EIA-860, EIA-860M and EIA-923 | 201603
Estados Unidos | Markham | Grand River Dam Authority |  | 36.2317 | -95.1822 | Locust Grove | Mayes | Oklahoma | 74352 | 4221 E 545 RD | 128 | 128 | Hidroeléctrica | Hidroeléctrica | 0 | 0 | 0 | 0 | 128 | 0 | 0 | 0 | 0 | 0 | 0 | 0 | EIA-860, EIA-860M and EIA-923 | 201603
Estados Unidos | Pensacola | Grand River Dam Authority |  | 36.4675 | -95.0414 | Langley | Mayes | Oklahoma | 74350 | Junction 82 & 28 | 126.5 | 126.5 | Hidroeléctrica | Hidroeléctrica | 0 | 0 | 0 | 0 | 126.5 | 0 | 0 | 0 | 0 | 0 | 0 | 0 | EIA-860, EIA-860M and EIA-923 | 201603
Estados Unidos | Salina | Grand River Dam Authority |  | 36.2647 | -95.1036 | Salina | Mayes | Oklahoma | 74365 | 620 S. 4437 RD | 258 | 258 | Bombeo hidráulico | Bombeo hidráulico | 0 | 0 | 0 | 0 | 0 | 258 | 0 | 0 | 0 | 0 | 0 | 0 | EIA-860, EIA-860M and EIA-923 | 201603
Estados Unidos | Keystone Dam | USCE-Tulsa District |  | 36.1508 | -96.2517 | Sand Springs | Tulsa | Oklahoma | 74063 | 23115 West Wekiwa Rd | 80 | 80 | Hidroeléctrica | Hidroeléctrica | 0 | 0 | 0 | 0 | 80 | 0 | 0 | 0 | 0 | 0 | 0 | 0 | EIA-860, EIA-860M and EIA-923 | 201603
Estados Unidos | Robert S Kerr | USCE-Tulsa District |  | 35.3445 | -94.7755 | Keota | Sequoyah | Oklahoma | 74955 | 29759 Powerhouse Rd | 114.8 | 114.8 | Hidroeléctrica | Hidroeléctrica | 0 | 0 | 0 | 0 | 114.8 | 0 | 0 | 0 | 0 | 0 | 0 | 0 | EIA-860, EIA-860M and EIA-923 | 201603
Estados Unidos | Webbers Falls | USCE-Tulsa District |  | 35.5531 | -95.1708 | Webbers Falls | Muskogee | Oklahoma | 74470 | Route 1, Box 145 | 69 | 69 | Hidroeléctrica | Hidroeléctrica | 0 | 0 | 0 | 0 | 69 | 0 | 0 | 0 | 0 | 0 | 0 | 0 | EIA-860, EIA-860M and EIA-923 | 201603
Estados Unidos | Fort Gibson | USCE-Tulsa District |  | 35.8693 | -95.2269 | Fort Gibson | Cherokee | Oklahoma | 74434 | 21391 State Hwy 251 A | 51.2 | 51.2 | Hidroeléctrica | Hidroeléctrica | 0 | 0 | 0 | 0 | 51.2 | 0 | 0 | 0 | 0 | 0 | 0 | 0 | EIA-860, EIA-860M and EIA-923 | 201603
Estados Unidos | Tenkiller Ferry | USCE-Tulsa District |  | 35.595 | -95.0511 | Gore | Sequoyah | Oklahoma | 74435 | Route 1, Box 259P | 42 | 42 | Hidroeléctrica | Hidroeléctrica | 0 | 0 | 0 | 0 | 42 | 0 | 0 | 0 | 0 | 0 | 0 | 0 | EIA-860, EIA-860M and EIA-923 | 201603
Estados Unidos | Hells Canyon | Idaho Power Co |  | 45.2439 | -116.701 | Oxbow | Wallowa | Oregon | 97840 | 22 Miles N of OR Highway 86 | 445 | 445 | Hidroeléctrica | Hidroeléctrica | 0 | 0 | 0 | 0 | 445 | 0 | 0 | 0 | 0 | 0 | 0 | 0 | EIA-860, EIA-860M and EIA-923 | 201603
Estados Unidos | Oxbow (OR) | Idaho Power Co |  | 44.9716 | -116.835 | Oxbow | Baker | Oregon | 97840 | OR Highway 86 at the Snake R. | 219.8 | 219.8 | Hidroeléctrica | Hidroeléctrica | 0 | 0 | 0 | 0 | 219.8 | 0 | 0 | 0 | 0 | 0 | 0 | 0 | EIA-860, EIA-860M and EIA-923 | 201603
Estados Unidos | Clearwater 1 | PacifiCorp |  | 43.2512 | -122.338 | Idleyld Park | Douglas | Oregon | 97447 | Nfd 300 Road | 17.9 | 17.9 | Hidroeléctrica | Hidroeléctrica | 0 | 0 | 0 | 0 | 17.9 | 0 | 0 | 0 | 0 | 0 | 0 | 0 | EIA-860, EIA-860M and EIA-923 | 201603
Estados Unidos | Clearwater 2 | PacifiCorp |  | 43.2669 | -122.41 | Idleyld Park | Douglas | Oregon | 97447 | Nfd 075 Road | 31 | 31 | Hidroeléctrica | Hidroeléctrica | 0 | 0 | 0 | 0 | 31 | 0 | 0 | 0 | 0 | 0 | 0 | 0 | EIA-860, EIA-860M and EIA-923 | 201603
Estados Unidos | Eagle Point | PacifiCorp |  | 42.5146 | -122.757 | Eagle Point | Jackson | Oregon | 97524 | 2405 Borphy Road | 2.8 | 2.8 | Hidroeléctrica | Hidroeléctrica | 0 | 0 | 0 | 0 | 2.8 | 0 | 0 | 0 | 0 | 0 | 0 | 0 | EIA-860, EIA-860M and EIA-923 | 201603
Estados Unidos | East Side | PacifiCorp |  | 42.2248 | -121.795 | Klamath Falls | Klamath | Oregon | 97601 | Conger Avenue | 3 | 3 | Hidroeléctrica | Hidroeléctrica | 0 | 0 | 0 | 0 | 3 | 0 | 0 | 0 | 0 | 0 | 0 | 0 | EIA-860, EIA-860M and EIA-923 | 201603
Estados Unidos | Fish Creek | PacifiCorp |  | 43.2742 | -122.449 | Idleyld Park | Douglas | Oregon | 97447 | Highway 138 | 10.4 | 10.4 | Hidroeléctrica | Hidroeléctrica | 0 | 0 | 0 | 0 | 10.4 | 0 | 0 | 0 | 0 | 0 | 0 | 0 | EIA-860, EIA-860M and EIA-923 | 201603
Estados Unidos | John C Boyle | PacifiCorp |  | 42.0936 | -122.07 | Keno | Klamath | Oregon | 97627 | 26020 Highway 66 | 98 | 98 | Hidroeléctrica | Hidroeléctrica | 0 | 0 | 0 | 0 | 98 | 0 | 0 | 0 | 0 | 0 | 0 | 0 | EIA-860, EIA-860M and EIA-923 | 201603
Estados Unidos | Lemolo 1 | PacifiCorp |  | 43.3558 | -122.249 | Idleyld Park | Douglas | Oregon | 97447 | Lemolo Plant Road | 32 | 32 | Hidroeléctrica | Hidroeléctrica | 0 | 0 | 0 | 0 | 32 | 0 | 0 | 0 | 0 | 0 | 0 | 0 | EIA-860, EIA-860M and EIA-923 | 201603
Estados Unidos | Prospect 1 | PacifiCorp |  | 42.7307 | -122.515 | Prospect | Jackson | Oregon | 97536 | 111 Mill Creek Drive | 4.6 | 4.6 | Hidroeléctrica | Hidroeléctrica | 0 | 0 | 0 | 0 | 4.6 | 0 | 0 | 0 | 0 | 0 | 0 | 0 | EIA-860, EIA-860M and EIA-923 | 201603
Estados Unidos | Prospect 2 | PacifiCorp |  | 42.7312 | -122.514 | Prospect | Jackson | Oregon | 97536 | 111 Mill Creek Drive | 36 | 36 | Hidroeléctrica | Hidroeléctrica | 0 | 0 | 0 | 0 | 36 | 0 | 0 | 0 | 0 | 0 | 0 | 0 | EIA-860, EIA-860M and EIA-923 | 201603
Estados Unidos | Prospect 3 | PacifiCorp |  | 42.7306 | -122.418 | Prospect | Jackson | Oregon | 97536 | Roque River National Forrest | 7.7 | 7.7 | Hidroeléctrica | Hidroeléctrica | 0 | 0 | 0 | 0 | 7.7 | 0 | 0 | 0 | 0 | 0 | 0 | 0 | EIA-860, EIA-860M and EIA-923 | 201603
Estados Unidos | Slide Creek | PacifiCorp |  | 43.2939 | -122.473 | Idleyld Park | Douglas | Oregon | 97447 | Nfd 010 Road | 18 | 18 | Hidroeléctrica | Hidroeléctrica | 0 | 0 | 0 | 0 | 18 | 0 | 0 | 0 | 0 | 0 | 0 | 0 | EIA-860, EIA-860M and EIA-923 | 201603
Estados Unidos | Soda Springs | PacifiCorp |  | 43.3061 | -122.501 | Idleyld Park | Douglas | Oregon | 97447 | Nfd 011 | 11.6 | 11.6 | Hidroeléctrica | Hidroeléctrica | 0 | 0 | 0 | 0 | 11.6 | 0 | 0 | 0 | 0 | 0 | 0 | 0 | EIA-860, EIA-860M and EIA-923 | 201603
Estados Unidos | Toketee Falls | PacifiCorp |  | 43.2727 | -122.447 | Idleyld Park | Douglas | Oregon | 97447 | Toketee Falls & Hwy 138 | 45 | 45 | Hidroeléctrica | Hidroeléctrica | 0 | 0 | 0 | 0 | 45 | 0 | 0 | 0 | 0 | 0 | 0 | 0 | EIA-860, EIA-860M and EIA-923 | 201603
Estados Unidos | Wallowa Falls | PacifiCorp |  | 45.2667 | -117.213 | Joseph | Wallowa | Oregon | 97846 | Wallowa Lake Hwy | 1.1 | 1.1 | Hidroeléctrica | Hidroeléctrica | 0 | 0 | 0 | 0 | 1.1 | 0 | 0 | 0 | 0 | 0 | 0 | 0 | EIA-860, EIA-860M and EIA-923 | 201603
Estados Unidos | Faraday | Portland General Electric Co |  | 45.268 | -122.32 | Estacada | Clackamas | Oregon | 97023 | 33831 Faraday Rd | 45.8 | 45.8 | Hidroeléctrica | Hidroeléctrica | 0 | 0 | 0 | 0 | 45.8 | 0 | 0 | 0 | 0 | 0 | 0 | 0 | EIA-860, EIA-860M and EIA-923 | 201603
Estados Unidos | North Fork | Portland General Electric Co |  | 45.2433 | -122.28 | Estacada | Clackamas | Oregon | 97023 | 33831 Faraday Rd | 58 | 58 | Hidroeléctrica | Hidroeléctrica | 0 | 0 | 0 | 0 | 58 | 0 | 0 | 0 | 0 | 0 | 0 | 0 | EIA-860, EIA-860M and EIA-923 | 201603
Estados Unidos | Pelton | Portland General Electric Co |  | 44.6944 | -121.231 | Madras | Jefferson | Oregon | 97741 | 4133 NW Pelton Dam Rd | 110 | 110 | Hidroeléctrica | Hidroeléctrica | 0 | 0 | 0 | 0 | 110 | 0 | 0 | 0 | 0 | 0 | 0 | 0 | EIA-860, EIA-860M and EIA-923 | 201603
Estados Unidos | River Mill | Portland General Electric Co |  | 45.3 | -122.35 | Estacada | Clackamas | Oregon | 97023 | Kilowatt Rd | 24.7 | 24.7 | Hidroeléctrica | Hidroeléctrica | 0 | 0 | 0 | 0 | 24.7 | 0 | 0 | 0 | 0 | 0 | 0 | 0 | EIA-860, EIA-860M and EIA-923 | 201603
Estados Unidos | Round Butte | Portland General Electric Co |  | 44.6058 | -121.277 | Madras | Jefferson | Oregon | 97741 | 726 SW Lower Bend Rd | 353 | 353 | Hidroeléctrica | Hidroeléctrica | 0 | 0 | 0 | 0 | 353 | 0 | 0 | 0 | 0 | 0 | 0 | 0 | EIA-860, EIA-860M and EIA-923 | 201603
Estados Unidos | Sullivan | Portland General Electric Co |  | 45.354 | -122.619 | West Linn | Clackamas | Oregon | 97068 | 4303 Willamette Falls Dr | 18.3 | 18.3 | Hidroeléctrica | Hidroeléctrica | 0 | 0 | 0 | 0 | 18.3 | 0 | 0 | 0 | 0 | 0 | 0 | 0 | EIA-860, EIA-860M and EIA-923 | 201603
Estados Unidos | Carmen Smith | Eugene Water & Electric Board |  | 44.286 | -122.041 | McKenzie Bridge | Linn | Oregon | 97413 | 59727 McKenzie Highway | 103.8 | 103.8 | Hidroeléctrica | Hidroeléctrica | 0 | 0 | 0 | 0 | 103.8 | 0 | 0 | 0 | 0 | 0 | 0 | 0 | EIA-860, EIA-860M and EIA-923 | 201603
Estados Unidos | Leaburg | Eugene Water & Electric Board |  | 44.1011 | -122.689 | Springfield | Lane | Oregon | 97477 | 42520 McKenzie Hwy | 8 | 8 | Hidroeléctrica | Hidroeléctrica | 0 | 0 | 0 | 0 | 8 | 0 | 0 | 0 | 0 | 0 | 0 | 0 | EIA-860, EIA-860M and EIA-923 | 201603
Estados Unidos | Walterville | Eugene Water & Electric Board |  | 44.0696 | -122.835 | Springfield | Lane | Oregon | 97477 | 38655 Camp Creek Rd | 7.5 | 7.5 | Hidroeléctrica | Hidroeléctrica | 0 | 0 | 0 | 0 | 7.5 | 0 | 0 | 0 | 0 | 0 | 0 | 0 | EIA-860, EIA-860M and EIA-923 | 201603
Estados Unidos | Big Cliff | USACE Northwestern Division |  | 44.7514 | -122.283 | Lowell | Marion | Oregon | 97452 | P.O. BOX 429 | 21 | 21 | Hidroeléctrica | Hidroeléctrica | 0 | 0 | 0 | 0 | 21 | 0 | 0 | 0 | 0 | 0 | 0 | 0 | EIA-860, EIA-860M and EIA-923 | 201603
Estados Unidos | Bonneville | USACE Northwestern Division |  | 45.6441 | -121.941 | Cascade Locks | Multnomah | Oregon | 97014 | ATTN: Project Office | 1153.9 | 1153.9 | Hidroeléctrica | Hidroeléctrica | 0 | 0 | 0 | 0 | 1153.9 | 0 | 0 | 0 | 0 | 0 | 0 | 0 | EIA-860, EIA-860M and EIA-923 | 201603
Estados Unidos | Cougar | USACE Northwestern Division |  | 44.1307 | -122.244 | Lowell | Lane | Oregon | 97452 | P.O. BOX 429 | 26 | 26 | Hidroeléctrica | Hidroeléctrica | 0 | 0 | 0 | 0 | 26 | 0 | 0 | 0 | 0 | 0 | 0 | 0 | EIA-860, EIA-860M and EIA-923 | 201603
Estados Unidos | Detroit | USACE Northwestern Division |  | 44.7224 | -122.251 | Lowell | Marion | Oregon | 97452 | P.O. BOX 429 | 100 | 100 | Hidroeléctrica | Hidroeléctrica | 0 | 0 | 0 | 0 | 100 | 0 | 0 | 0 | 0 | 0 | 0 | 0 | EIA-860, EIA-860M and EIA-923 | 201603
Estados Unidos | Dexter | USACE Northwestern Division |  | 43.9242 | -122.805 | Lowell | Lane | Oregon | 97452 | P.O. BOX 429 | 17 | 17 | Hidroeléctrica | Hidroeléctrica | 0 | 0 | 0 | 0 | 17 | 0 | 0 | 0 | 0 | 0 | 0 | 0 | EIA-860, EIA-860M and EIA-923 | 201603
Estados Unidos | Green Peter | USACE Northwestern Division |  | 44.4494 | -122.549 | Lowell | Linn | Oregon | 97452 | P.O. BOX 429 | 80 | 80 | Hidroeléctrica | Hidroeléctrica | 0 | 0 | 0 | 0 | 80 | 0 | 0 | 0 | 0 | 0 | 0 | 0 | EIA-860, EIA-860M and EIA-923 | 201603
Estados Unidos | Hills Creek | USACE Northwestern Division |  | 43.7107 | -122.424 | Lowell | Lane | Oregon | 97452 | P.O. Box 429 | 30 | 30 | Hidroeléctrica | Hidroeléctrica | 0 | 0 | 0 | 0 | 30 | 0 | 0 | 0 | 0 | 0 | 0 | 0 | EIA-860, EIA-860M and EIA-923 | 201603
Estados Unidos | John Day | USACE Northwestern Division |  | 45.7164 | -120.694 | The Dalles | Sherman | Oregon | 97058 | P.O. BOX 564 | 2160 | 2160 | Hidroeléctrica | Hidroeléctrica | 0 | 0 | 0 | 0 | 2160 | 0 | 0 | 0 | 0 | 0 | 0 | 0 | EIA-860, EIA-860M and EIA-923 | 201603
Estados Unidos | Lookout Point | USACE Northwestern Division |  | 43.9153 | -122.753 | Lowell | Lane | Oregon | 97452 | P.O. BOX 429 | 120 | 120 | Hidroeléctrica | Hidroeléctrica | 0 | 0 | 0 | 0 | 120 | 0 | 0 | 0 | 0 | 0 | 0 | 0 | EIA-860, EIA-860M and EIA-923 | 201603
Estados Unidos | McNary | USACE Northwestern Division |  | 45.9402 | -119.299 | Umatilla | Umatilla | Oregon | 97882 | P.O. BOX 1230 | 990.5 | 990.5 | Hidroeléctrica | Hidroeléctrica | 0 | 0 | 0 | 0 | 990.5 | 0 | 0 | 0 | 0 | 0 | 0 | 0 | EIA-860, EIA-860M and EIA-923 | 201603
Estados Unidos | York Haven | York Haven Power Company LLC |  | 40.1136 | -76.712 | York Haven | York | Pennsylvania | 17370 | Locust St & 1 Hydro Park Drive | 19 | 19 | Hidroeléctrica | Hidroeléctrica | 0 | 0 | 0 | 0 | 19 | 0 | 0 | 0 | 0 | 0 | 0 | 0 | EIA-860, EIA-860M and EIA-923 | 201603
Estados Unidos | Piney | BP Piney & Deep Creek LLC |  | 41.1921 | -79.4335 | Clarion | Clarion | Pennsylvania | 16214 | 2000 River Road | 33.2 | 33.2 | Hidroeléctrica | Hidroeléctrica | 0 | 0 | 0 | 0 | 33.2 | 0 | 0 | 0 | 0 | 0 | 0 | 0 | EIA-860, EIA-860M and EIA-923 | 201603
Estados Unidos | TalenEnergy Holtwood | TalenEnergy Holtwood LLC |  | 39.8272 | -76.3318 | Holtwood | Lancaster | Pennsylvania | 17532 | 482 Old Holtwood Road | 249 | 249 | Hidroeléctrica | Hidroeléctrica | 0 | 0 | 0 | 0 | 249 | 0 | 0 | 0 | 0 | 0 | 0 | 0 | EIA-860, EIA-860M and EIA-923 | 201603
Estados Unidos | TalenEnergy HW Wallenpaupack | TalenEnergy Holtwood LLC |  | 41.4679 | -75.1309 | Hawley | Wayne | Pennsylvania | 18428 | 126 PPL Drive, P. O. Box 122 | 44 | 44 | Hidroeléctrica | Hidroeléctrica | 0 | 0 | 0 | 0 | 44 | 0 | 0 | 0 | 0 | 0 | 0 | 0 | EIA-860, EIA-860M and EIA-923 | 201603
Estados Unidos | Muddy Run | Exelon Power |  | 39.8076 | -76.2993 | Drumore | Lancaster | Pennsylvania | 17518 | Box 52, RD #1 | 1070 | 1070 | Bombeo hidráulico | Bombeo hidráulico | 0 | 0 | 0 | 0 | 0 | 1070 | 0 | 0 | 0 | 0 | 0 | 0 | EIA-860, EIA-860M and EIA-923 | 201603
Estados Unidos | Safe Harbor | Safe Harbor |  | 39.9244 | -76.39 | Conestoga | Lancaster | Pennsylvania | 17516 | 1 Power House Rd | 417.5 | 417.5 | Hidroeléctrica | Hidroeléctrica | 0 | 0 | 0 | 0 | 417.5 | 0 | 0 | 0 | 0 | 0 | 0 | 0 | EIA-860, EIA-860M and EIA-923 | 201603
Estados Unidos | Boyds Mill Hydro | Northbrook Carolina Hydro LLC |  | 34.4555 | -82.1993 | Ware Shoals | Greenville | South Carolina | 29692 | Highway 252 | 1.4 | 1.4 | Hidroeléctrica | Hidroeléctrica | 0 | 0 | 0 | 0 | 1.4 | 0 | 0 | 0 | 0 | 0 | 0 | 0 | EIA-860, EIA-860M and EIA-923 | 201603
Estados Unidos | Buzzard Roost | South Carolina Public Service Authority |  | 34.1697 | -81.9025 | Chappells | Greenwood | South Carolina | 29037 | 35797 SC Hwy 34 | 6.9 | 6.9 | Hidroeléctrica | Hidroeléctrica | 0 | 0 | 0 | 0 | 6.9 | 0 | 0 | 0 | 0 | 0 | 0 | 0 | EIA-860, EIA-860M and EIA-923 | 201603
Estados Unidos | Cedar Creek | Duke Energy Carolinas, LLC |  | 34.5414 | -80.8756 | Great Falls | Lancaster | South Carolina | 29055 | 1 Green Rd | 45 | 45 | Hidroeléctrica | Hidroeléctrica | 0 | 0 | 0 | 0 | 45 | 0 | 0 | 0 | 0 | 0 | 0 | 0 | EIA-860, EIA-860M and EIA-923 | 201603
Estados Unidos | Dearborn | Duke Energy Carolinas, LLC |  | 34.5583 | -80.8914 | Great Falls | Chester | South Carolina | 29055 | 49 Republic St | 42 | 42 | Hidroeléctrica | Hidroeléctrica | 0 | 0 | 0 | 0 | 42 | 0 | 0 | 0 | 0 | 0 | 0 | 0 | EIA-860, EIA-860M and EIA-923 | 201603
Estados Unidos | Fishing Creek | Duke Energy Carolinas, LLC |  | 34.6 | -80.8928 | Great Falls | Chester | South Carolina | 29055 | Hwy 21, 552 Catawba River Rd | 49 | 49 | Hidroeléctrica | Hidroeléctrica | 0 | 0 | 0 | 0 | 49 | 0 | 0 | 0 | 0 | 0 | 0 | 0 | EIA-860, EIA-860M and EIA-923 | 201603
Estados Unidos | Gaston Shoals | Duke Energy Carolinas, LLC |  | 35.1381 | -81.5975 | Blacksburg | Cherokee | South Carolina | 29702 | 437 Dravo Rd | 4.7 | 4.7 | Hidroeléctrica | Hidroeléctrica | 0 | 0 | 0 | 0 | 4.7 | 0 | 0 | 0 | 0 | 0 | 0 | 0 | EIA-860, EIA-860M and EIA-923 | 201603
Estados Unidos | Great Falls (SC) | Duke Energy Carolinas, LLC |  | 34.5592 | -80.8917 | Great Falls | Chester | South Carolina | 29055 | 49 Republic St | 24 | 24 | Hidroeléctrica | Hidroeléctrica | 0 | 0 | 0 | 0 | 24 | 0 | 0 | 0 | 0 | 0 | 0 | 0 | EIA-860, EIA-860M and EIA-923 | 201603
Estados Unidos | Hollidays Bridge Hydro | Northbrook Carolina Hydro LLC |  | 34.5275 | -82.375 | Honea Path | Anderson | South Carolina | 29654 | 1000 Holliday Dam Road | 4.8 | 4.8 | Hidroeléctrica | Hidroeléctrica | 0 | 0 | 0 | 0 | 4.8 | 0 | 0 | 0 | 0 | 0 | 0 | 0 | EIA-860, EIA-860M and EIA-923 | 201603
Estados Unidos | Jocassee | Duke Energy Carolinas, LLC |  | 34.9594 | -82.9147 | Salem | Pickens | South Carolina | 29676 | Jocassee Lake Road | 780 | 780 | Bombeo hidráulico | Bombeo hidráulico | 0 | 0 | 0 | 0 | 0 | 780 | 0 | 0 | 0 | 0 | 0 | 0 | EIA-860, EIA-860M and EIA-923 | 201603
Estados Unidos | Rocky Creek | Duke Energy Carolinas, LLC |  | 34.54 | -80.8778 | Great Falls | Fairfield | South Carolina | 29055 | 3607 Catawba Rd | 27 | 27 | Hidroeléctrica | Hidroeléctrica | 0 | 0 | 0 | 0 | 27 | 0 | 0 | 0 | 0 | 0 | 0 | 0 | EIA-860, EIA-860M and EIA-923 | 201603
Estados Unidos | Saluda Dam | Northbrook Carolina Hydro LLC |  | 34.8522 | -82.484 | Greenville | Greenville | South Carolina | 29611 | 391 OBA Road | 2.4 | 2.4 | Hidroeléctrica | Hidroeléctrica | 0 | 0 | 0 | 0 | 2.4 | 0 | 0 | 0 | 0 | 0 | 0 | 0 | EIA-860, EIA-860M and EIA-923 | 201603
Estados Unidos | Wateree Hydro | Duke Energy Carolinas, LLC |  | 34.3355 | -80.7021 | Ridgeway | Kershaw | South Carolina | 29130 | 1790 Wateree Dam Rd | 85 | 85 | Hidroeléctrica | Hidroeléctrica | 0 | 0 | 0 | 0 | 85 | 0 | 0 | 0 | 0 | 0 | 0 | 0 | EIA-860, EIA-860M and EIA-923 | 201603
Estados Unidos | Wylie | Duke Energy Carolinas, LLC |  | 35.0218 | -81.0078 | Fort Mill | York | South Carolina | 29708 | 2701 Grey Rock Rd | 72 | 72 | Hidroeléctrica | Hidroeléctrica | 0 | 0 | 0 | 0 | 72 | 0 | 0 | 0 | 0 | 0 | 0 | 0 | EIA-860, EIA-860M and EIA-923 | 201603
Estados Unidos | 99 Islands | Duke Energy Carolinas, LLC |  | 35.0314 | -81.4936 | Blacksburg | Cherokee | South Carolina | 29702 | 1502 Ninety-Nine Islands | 9.6 | 9.6 | Hidroeléctrica | Hidroeléctrica | 0 | 0 | 0 | 0 | 9.6 | 0 | 0 | 0 | 0 | 0 | 0 | 0 | EIA-860, EIA-860M and EIA-923 | 201603
Estados Unidos | Lockhart | Lockhart Power Co |  | 34.7792 | -81.4561 | Lockhart | Union | South Carolina | 29364 | 420 River Street | 18 | 18 | Hidroeléctrica | Hidroeléctrica | 0 | 0 | 0 | 0 | 18 | 0 | 0 | 0 | 0 | 0 | 0 | 0 | EIA-860, EIA-860M and EIA-923 | 201603
Estados Unidos | Columbia Canal Hydro | City of Columbia SC |  | 33.9972 | -81.0494 | Columbia | Richland | South Carolina | 29202 | 301 Gervais Street | 9.9 | 9.9 | Hidroeléctrica | Hidroeléctrica | 0 | 0 | 0 | 0 | 9.9 | 0 | 0 | 0 | 0 | 0 | 0 | 0 | EIA-860, EIA-860M and EIA-923 | 201603
Estados Unidos | Neal Shoals | South Carolina Electric&Gas Company |  | 34.6642 | -81.4486 | Union | Union | South Carolina | 29379 | 3037 River Road | 5.2 | 5.2 | Hidroeléctrica | Hidroeléctrica | 0 | 0 | 0 | 0 | 5.2 | 0 | 0 | 0 | 0 | 0 | 0 | 0 | EIA-860, EIA-860M and EIA-923 | 201603
Estados Unidos | Parr Hydro | South Carolina Electric&Gas Company |  | 34.2613 | -81.3308 | Jenkinsville | Fairfield | South Carolina | 29065 | Parr Road off Hwy 213 | 15 | 15 | Hidroeléctrica | Hidroeléctrica | 0 | 0 | 0 | 0 | 15 | 0 | 0 | 0 | 0 | 0 | 0 | 0 | EIA-860, EIA-860M and EIA-923 | 201603
Estados Unidos | Saluda Lexington | South Carolina Electric&Gas Company |  | 34.0533 | -81.2172 | Columbia | Lexington | South Carolina | 29212 | 6065 Bush River Road | 198.5 | 198.5 | Hidroeléctrica | Hidroeléctrica | 0 | 0 | 0 | 0 | 198.5 | 0 | 0 | 0 | 0 | 0 | 0 | 0 | EIA-860, EIA-860M and EIA-923 | 201603
Estados Unidos | Rocky River (SC) | City of Abbeville - (SC) |  | 34.2572 | -82.6097 | Iva | Anderson | South Carolina | 29655 | 146 Power Dam Lane | 3.6 | 2.6 | Hidroeléctrica | Hidroeléctrica | 0 | 0 | 1 | 0 | 2.6 | 0 | 0 | 0 | 0 | 0 | 0 | 0 | EIA-860, EIA-860M and EIA-923 | 201603
Estados Unidos | Jefferies | South Carolina Public Service Authority |  | 33.2444 | -79.9909 | Moncks Corner | Berkeley | South Carolina | 29461 | 463 Powerhouse Road | 127 | 127 | Hidroeléctrica | Hidroeléctrica | 0 | 0 | 0 | 0 | 127 | 0 | 0 | 0 | 0 | 0 | 0 | 0 | EIA-860, EIA-860M and EIA-923 | 201603
Estados Unidos | Spillway | South Carolina Public Service Authority |  | 33.4538 | -80.164 | Pineville | Berkeley | South Carolina | 29468 | 526 Santee Loop Road | 2 | 2 | Hidroeléctrica | Hidroeléctrica | 0 | 0 | 0 | 0 | 2 | 0 | 0 | 0 | 0 | 0 | 0 | 0 | EIA-860, EIA-860M and EIA-923 | 201603
Estados Unidos | J Strom Thurmond | USCE-Savannah District |  | 33.6602 | -82.1961 | Clarks Hill | McCormick | South Carolina | 29821 | Rte 1 Box 13A Highway 221 | 336 | 336 | Hidroeléctrica | Hidroeléctrica | 0 | 0 | 0 | 0 | 336 | 0 | 0 | 0 | 0 | 0 | 0 | 0 | EIA-860, EIA-860M and EIA-923 | 201603
Estados Unidos | Oahe | USCE-Missouri River District |  | 44.4504 | -100.387 | Pierre | Hughes | South Dakota | 57501 | 28563 Powerhouse Rd | 714 | 714 | Hidroeléctrica | Hidroeléctrica | 0 | 0 | 0 | 0 | 714 | 0 | 0 | 0 | 0 | 0 | 0 | 0 | EIA-860, EIA-860M and EIA-923 | 201603
Estados Unidos | Fort Randall | USCE-Missouri River District |  | 43.0653 | -98.5539 | Pickstown | Charles Mix | South Dakota | 57367 | US Hwy 18/281 | 360 | 360 | Hidroeléctrica | Hidroeléctrica | 0 | 0 | 0 | 0 | 360 | 0 | 0 | 0 | 0 | 0 | 0 | 0 | EIA-860, EIA-860M and EIA-923 | 201603
Estados Unidos | Big Bend Dam | USCE-Missouri River District |  | 44.0384 | -99.4463 | Chamberlain | Buffalo | South Dakota | 57325 | 33573 N. Shore Rd | 520 | 520 | Hidroeléctrica | Hidroeléctrica | 0 | 0 | 0 | 0 | 520 | 0 | 0 | 0 | 0 | 0 | 0 | 0 | EIA-860, EIA-860M and EIA-923 | 201603
Estados Unidos | Apalachia | Tennessee Valley Authority |  | 35.1677 | -84.2956 | Reliance | Polk | Tennessee | 37369 | 899 Powerhouse Rd | 82.4 | 82.4 | Hidroeléctrica | Hidroeléctrica | 0 | 0 | 0 | 0 | 82.4 | 0 | 0 | 0 | 0 | 0 | 0 | 0 | EIA-860, EIA-860M and EIA-923 | 201603
Estados Unidos | Boone Dam | Tennessee Valley Authority |  | 36.4403 | -82.4381 | Kingsport | Sullivan | Tennessee | 37663 | 301 Boone Dam Rd | 113.4 | 113.4 | Hidroeléctrica | Hidroeléctrica | 0 | 0 | 0 | 0 | 113.4 | 0 | 0 | 0 | 0 | 0 | 0 | 0 | EIA-860, EIA-860M and EIA-923 | 201603
Estados Unidos | Cherokee Dam | Tennessee Valley Authority |  | 36.1682 | -83.4977 | Rudledge | Jefferson | Tennessee | 37861 | Rt 3 Box 524B | 141.6 | 141.6 | Hidroeléctrica | Hidroeléctrica | 0 | 0 | 0 | 0 | 141.6 | 0 | 0 | 0 | 0 | 0 | 0 | 0 | EIA-860, EIA-860M and EIA-923 | 201603
Estados Unidos | Chickamauga | Tennessee Valley Authority |  | 35.1018 | -85.2295 | Chattanooga | Hamilton | Tennessee | 37406 | 4601 Amnicola Hwy | 141.6 | 141.6 | Hidroeléctrica | Hidroeléctrica | 0 | 0 | 0 | 0 | 141.6 | 0 | 0 | 0 | 0 | 0 | 0 | 0 | EIA-860, EIA-860M and EIA-923 | 201603
Estados Unidos | Douglas Dam | Tennessee Valley Authority |  | 35.9623 | -83.5393 | Dandridge | Sevier | Tennessee | 37725 | 850 Powerhouse Way | 177.9 | 177.9 | Hidroeléctrica | Hidroeléctrica | 0 | 0 | 0 | 0 | 177.9 | 0 | 0 | 0 | 0 | 0 | 0 | 0 | EIA-860, EIA-860M and EIA-923 | 201603
Estados Unidos | Fort Patrick Henry | Tennessee Valley Authority |  | 36.4982 | -82.5086 | Kingsport | Sullivan | Tennessee | 37664 | 3653 Ft. Henry Dr | 40.7 | 40.7 | Hidroeléctrica | Hidroeléctrica | 0 | 0 | 0 | 0 | 40.7 | 0 | 0 | 0 | 0 | 0 | 0 | 0 | EIA-860, EIA-860M and EIA-923 | 201603
Estados Unidos | Fort Loudoun | Tennessee Valley Authority |  | 35.7917 | -84.2431 | Lenoir City | Loudon | Tennessee | 37771 | Hwy 321 S PO Box 487 | 168.2 | 168.2 | Hidroeléctrica | Hidroeléctrica | 0 | 0 | 0 | 0 | 168.2 | 0 | 0 | 0 | 0 | 0 | 0 | 0 | EIA-860, EIA-860M and EIA-923 | 201603
Estados Unidos | Great Falls (TN) | Tennessee Valley Authority |  | 35.8067 | -85.6341 | Rock Island | Warren | Tennessee | 38581 | Rt. 2 Box 19 | 35.4 | 35.4 | Hidroeléctrica | Hidroeléctrica | 0 | 0 | 0 | 0 | 35.4 | 0 | 0 | 0 | 0 | 0 | 0 | 0 | EIA-860, EIA-860M and EIA-923 | 201603
Estados Unidos | Melton Hill | Tennessee Valley Authority |  | 35.8853 | -84.3003 | Lenoir City | Loudon | Tennessee | 37771 | 2015 Grubb Rd. | 79.2 | 79.2 | Hidroeléctrica | Hidroeléctrica | 0 | 0 | 0 | 0 | 79.2 | 0 | 0 | 0 | 0 | 0 | 0 | 0 | EIA-860, EIA-860M and EIA-923 | 201603
Estados Unidos | Nickajack | Tennessee Valley Authority |  | 35.0017 | -85.6218 | Jasper | Marion | Tennessee | 37347 | Rt. 1 Box 372 | 105.6 | 105.6 | Hidroeléctrica | Hidroeléctrica | 0 | 0 | 0 | 0 | 105.6 | 0 | 0 | 0 | 0 | 0 | 0 | 0 | EIA-860, EIA-860M and EIA-923 | 201603
Estados Unidos | Norris Dam | Tennessee Valley Authority |  | 36.2242 | -84.0914 | Norris | Anderson | Tennessee | 37760 | 300 Powerhouse Way | 127 | 127 | Hidroeléctrica | Hidroeléctrica | 0 | 0 | 0 | 0 | 127 | 0 | 0 | 0 | 0 | 0 | 0 | 0 | EIA-860, EIA-860M and EIA-923 | 201603
Estados Unidos | Ocoee 1 | Tennessee Valley Authority |  | 35.0947 | -84.6478 | Benton | Polk | Tennessee | 37307 | 1988 Hwy 64 E | 24 | 24 | Hidroeléctrica | Hidroeléctrica | 0 | 0 | 0 | 0 | 24 | 0 | 0 | 0 | 0 | 0 | 0 | 0 | EIA-860, EIA-860M and EIA-923 | 201603
Estados Unidos | Ocoee 2 | Tennessee Valley Authority |  | 35.0823 | -84.4911 | Benton | Polk | Tennessee | 37307 | 1988 Hwy 64 E | 23.4 | 23.4 | Hidroeléctrica | Hidroeléctrica | 0 | 0 | 0 | 0 | 23.4 | 0 | 0 | 0 | 0 | 0 | 0 | 0 | EIA-860, EIA-860M and EIA-923 | 201603
Estados Unidos | Ocoee 3 | Tennessee Valley Authority |  | 35.075 | -84.4833 | Benton | Polk | Tennessee | 37307 | 1988 Hwy 64 E | 28.6 | 28.6 | Hidroeléctrica | Hidroeléctrica | 0 | 0 | 0 | 0 | 28.6 | 0 | 0 | 0 | 0 | 0 | 0 | 0 | EIA-860, EIA-860M and EIA-923 | 201603
Estados Unidos | Pickwick Landing Dam | Tennessee Valley Authority |  | 35.0683 | -88.2494 | Pickwick Dam | Hardin | Tennessee | 38365 | State Rt. 128 S PO Box 6 | 244.3 | 244.3 | Hidroeléctrica | Hidroeléctrica | 0 | 0 | 0 | 0 | 244.3 | 0 | 0 | 0 | 0 | 0 | 0 | 0 | EIA-860, EIA-860M and EIA-923 | 201603
Estados Unidos | South Holston | Tennessee Valley Authority |  | 36.5232 | -82.0902 | Bristol | Sullivan | Tennessee | 37602 | 918 South View Dam Rd. | 44.4 | 44.4 | Hidroeléctrica | Hidroeléctrica | 0 | 0 | 0 | 0 | 44.4 | 0 | 0 | 0 | 0 | 0 | 0 | 0 | EIA-860, EIA-860M and EIA-923 | 201603
Estados Unidos | Tims Ford | Tennessee Valley Authority |  | 35.1967 | -86.2783 | Winchester | Franklin | Tennessee | 37398 | 461 Powerhouse Rd. | 40.2 | 40.2 | Hidroeléctrica | Hidroeléctrica | 0 | 0 | 0 | 0 | 40.2 | 0 | 0 | 0 | 0 | 0 | 0 | 0 | EIA-860, EIA-860M and EIA-923 | 201603
Estados Unidos | Watauga | Tennessee Valley Authority |  | 36.3413 | -82.1264 | Elizabethton | Carter | Tennessee | 37643 | 774 Wilbur Dam Rd. | 67 | 67 | Hidroeléctrica | Hidroeléctrica | 0 | 0 | 0 | 0 | 67 | 0 | 0 | 0 | 0 | 0 | 0 | 0 | EIA-860, EIA-860M and EIA-923 | 201603
Estados Unidos | Watts Bar Hydro | Tennessee Valley Authority |  | 35.6197 | -84.7855 | Spring City | Rhea | Tennessee | 37381 | 6868 Watts Bar Hwy | 196.4 | 196.4 | Hidroeléctrica | Hidroeléctrica | 0 | 0 | 0 | 0 | 196.4 | 0 | 0 | 0 | 0 | 0 | 0 | 0 | EIA-860, EIA-860M and EIA-923 | 201603
Estados Unidos | Wilbur | Tennessee Valley Authority |  | 36.3417 | -82.1264 | Elizabethon | Carter | Tennessee | 37643 | 774 Wilbur Dam Rd. | 11.1 | 11.1 | Hidroeléctrica | Hidroeléctrica | 0 | 0 | 0 | 0 | 11.1 | 0 | 0 | 0 | 0 | 0 | 0 | 0 | EIA-860, EIA-860M and EIA-923 | 201603
Estados Unidos | Cordell Hull | USCE-Nashville District |  | 36.2895 | -85.9442 | Carthage | Smith | Tennessee | 37030 | 150 Corps Lane | 114 | 114 | Hidroeléctrica | Hidroeléctrica | 0 | 0 | 0 | 0 | 114 | 0 | 0 | 0 | 0 | 0 | 0 | 0 | EIA-860, EIA-860M and EIA-923 | 201603
Estados Unidos | Dale Hollow | USCE-Nashville District |  | 36.5378 | -85.4517 | Celina | Clay | Tennessee | 38551 | 99 Powerhouse Road | 62.1 | 62.1 | Hidroeléctrica | Hidroeléctrica | 0 | 0 | 0 | 0 | 62.1 | 0 | 0 | 0 | 0 | 0 | 0 | 0 | EIA-860, EIA-860M and EIA-923 | 201603
Estados Unidos | Old Hickory | USCE-Nashville District |  | 36.2972 | -86.6556 | Hendersonville | Sumner | Tennessee | 37075 | 10 Powerplant Road | 115.7 | 115.7 | Hidroeléctrica | Hidroeléctrica | 0 | 0 | 0 | 0 | 115.7 | 0 | 0 | 0 | 0 | 0 | 0 | 0 | EIA-860, EIA-860M and EIA-923 | 201603
Estados Unidos | J P Priest | USCE-Nashville District |  | 36.1564 | -86.6186 | Nashville | Davidson | Tennessee | 37202 | 3737 Bell Road | 30 | 30 | Hidroeléctrica | Hidroeléctrica | 0 | 0 | 0 | 0 | 30 | 0 | 0 | 0 | 0 | 0 | 0 | 0 | EIA-860, EIA-860M and EIA-923 | 201603
Estados Unidos | Eagle Pass | Maverick Cty Water Control & Improvement |  | 28.8295 | -100.552 | Eagle Pass | Maverick | Texas | 78852 | FM 1907 & Del Rio Hwy | 6 | 6 | Hidroeléctrica | Hidroeléctrica | 0 | 0 | 0 | 0 | 6 | 0 | 0 | 0 | 0 | 0 | 0 | 0 | EIA-860, EIA-860M and EIA-923 | 201603
Estados Unidos | Abbott TP 3 | Guadalupe Blanco River Authority |  | 29.594 | -98.0407 | McQueeney | Guadalupe | Texas | 78155 | 8860 F M 725 | 2.8 | 2.8 | Hidroeléctrica | Hidroeléctrica | 0 | 0 | 0 | 0 | 2.8 | 0 | 0 | 0 | 0 | 0 | 0 | 0 | EIA-860, EIA-860M and EIA-923 | 201603
Estados Unidos | Dunlap TP 1 | Guadalupe Blanco River Authority |  | 29.6402 | -98.0459 | New Brannfels | Guadalupe | Texas | 78155 | 394 Canal Lane | 3.6 | 3.6 | Hidroeléctrica | Hidroeléctrica | 0 | 0 | 0 | 0 | 3.6 | 0 | 0 | 0 | 0 | 0 | 0 | 0 | EIA-860, EIA-860M and EIA-923 | 201603
Estados Unidos | H 4 | Guadalupe Blanco River Authority |  | 29.4952 | -97.6249 | Cost | Gonzales | Texas | 78155 | 7182 FM 466 | 2.4 | 2.4 | Hidroeléctrica | Hidroeléctrica | 0 | 0 | 0 | 0 | 2.4 | 0 | 0 | 0 | 0 | 0 | 0 | 0 | EIA-860, EIA-860M and EIA-923 | 201603
Estados Unidos | H 5 | Guadalupe Blanco River Authority |  | 29.4681 | -97.4919 | Gonzales | Gonzales | Texas | 78155 | 1625 PR 2002 | 2.4 | 2.4 | Hidroeléctrica | Hidroeléctrica | 0 | 0 | 0 | 0 | 2.4 | 0 | 0 | 0 | 0 | 0 | 0 | 0 | EIA-860, EIA-860M and EIA-923 | 201603
Estados Unidos | Nolte | Guadalupe Blanco River Authority |  | 29.5376 | -97.9321 | Seguin | Guadalupe | Texas | 78155 | 2220 FM 466 | 2.4 | 2.4 | Hidroeléctrica | Hidroeléctrica | 0 | 0 | 0 | 0 | 2.4 | 0 | 0 | 0 | 0 | 0 | 0 | 0 | EIA-860, EIA-860M and EIA-923 | 201603
Estados Unidos | TP 4 | Guadalupe Blanco River Authority |  | 29.5481 | -97.9996 | Seguin | Guadalupe | Texas | 78155 | 16007 FM 725 | 2.4 | 2.4 | Hidroeléctrica | Hidroeléctrica | 0 | 0 | 0 | 0 | 2.4 | 0 | 0 | 0 | 0 | 0 | 0 | 0 | EIA-860, EIA-860M and EIA-923 | 201603
Estados Unidos | Austin | Lower Colorado River Authority |  | 30.2934 | -97.7844 | Austin | Travis | Texas | 78703 | 3700 Lake Austin Blvd | 17 | 17 | Hidroeléctrica | Hidroeléctrica | 0 | 0 | 0 | 0 | 17 | 0 | 0 | 0 | 0 | 0 | 0 | 0 | EIA-860, EIA-860M and EIA-923 | 201603
Estados Unidos | Buchanan Dam (TX) | Lower Colorado River Authority |  | 30.7507 | -98.4176 | Buchanan Dam | Llano | Texas | 78609 | 322 Buchanan Dam Dr. | 54.9 | 54.9 | Hidroeléctrica | Hidroeléctrica | 0 | 0 | 0 | 0 | 54.9 | 0 | 0 | 0 | 0 | 0 | 0 | 0 | EIA-860, EIA-860M and EIA-923 | 201603
Estados Unidos | Granite Shoals | Lower Colorado River Authority |  | 30.556 | -98.3384 | Marble Falls | Burnet | Texas | 78654 | 3138 North Wirtz Dam Rd | 54 | 54 | Hidroeléctrica | Hidroeléctrica | 0 | 0 | 0 | 0 | 54 | 0 | 0 | 0 | 0 | 0 | 0 | 0 | EIA-860, EIA-860M and EIA-923 | 201603
Estados Unidos | Inks | Lower Colorado River Authority |  | 30.7316 | -98.3854 | Buchanan Dam | Burnet | Texas | 78609 | 422 Inks Dam Rd. | 13.8 | 13.8 | Hidroeléctrica | Hidroeléctrica | 0 | 0 | 0 | 0 | 13.8 | 0 | 0 | 0 | 0 | 0 | 0 | 0 | EIA-860, EIA-860M and EIA-923 | 201603
Estados Unidos | Marble Falls | Lower Colorado River Authority |  | 30.5553 | -98.2576 | Marble Falls | Burnet | Texas | 78654 | 1395 Starke Dam Rd. | 39.6 | 39.6 | Hidroeléctrica | Hidroeléctrica | 0 | 0 | 0 | 0 | 39.6 | 0 | 0 | 0 | 0 | 0 | 0 | 0 | EIA-860, EIA-860M and EIA-923 | 201603
Estados Unidos | Marshall Ford | Lower Colorado River Authority |  | 30.3899 | -97.9073 | Austin | Travis | Texas | 78738 | 4400 North Ranch Rd. | 108 | 108 | Hidroeléctrica | Hidroeléctrica | 0 | 0 | 0 | 0 | 108 | 0 | 0 | 0 | 0 | 0 | 0 | 0 | EIA-860, EIA-860M and EIA-923 | 201603
Estados Unidos | Upper Beaver | Beaver City Corporation |  | 38.2683 | -112.481 | Beaver | Beaver | Utah | 84713 | Hwy 153, 10 Mi E of Beaver | 2.5 | 2.5 | Hidroeléctrica | Hidroeléctrica | 0 | 0 | 0 | 0 | 2.5 | 0 | 0 | 0 | 0 | 0 | 0 | 0 | EIA-860, EIA-860M and EIA-923 | 201603
Estados Unidos | Cutler Hydro | PacifiCorp |  | 41.8347 | -112.052 | Collinston | Box Elder | Utah | 84306 | 1365 W Cutler Dam Road | 30 | 30 | Hidroeléctrica | Hidroeléctrica | 0 | 0 | 0 | 0 | 30 | 0 | 0 | 0 | 0 | 0 | 0 | 0 | EIA-860, EIA-860M and EIA-923 | 201603
Estados Unidos | Granite | PacifiCorp |  | 40.6192 | -111.782 | Salt lake City | Salt Lake | Utah | 84121 | 4101 Big Cottonwood Canyon Rd | 1.2 | 1.2 | Hidroeléctrica | Hidroeléctrica | 0 | 0 | 0 | 0 | 1.2 | 0 | 0 | 0 | 0 | 0 | 0 | 0 | EIA-860, EIA-860M and EIA-923 | 201603
Estados Unidos | Olmstead | PacifiCorp |  | 40.3158 | -111.655 | Orem | Utah | Utah | 84601 | 1018 N 1630 E Highway 16 | 10 | 10 | Hidroeléctrica | Hidroeléctrica | 0 | 0 | 0 | 0 | 10 | 0 | 0 | 0 | 0 | 0 | 0 | 0 | EIA-860, EIA-860M and EIA-923 | 201603
Estados Unidos | Pioneer | PacifiCorp |  | 41.2436 | -111.946 | Ogden | Weber | Utah | 84404 | 1218 12th Street | 4 | 4 | Hidroeléctrica | Hidroeléctrica | 0 | 0 | 0 | 0 | 4 | 0 | 0 | 0 | 0 | 0 | 0 | 0 | EIA-860, EIA-860M and EIA-923 | 201603
Estados Unidos | Snake Creek | Heber Light & Power Company |  | 40.5449 | -111.503 | Midway | Wasatch | Utah | 84049 | Snake Creek Drive | 1 | 1 | Hidroeléctrica | Hidroeléctrica | 0 | 0 | 0 | 0 | 1 | 0 | 0 | 0 | 0 | 0 | 0 | 0 | EIA-860, EIA-860M and EIA-923 | 201603
Estados Unidos | Stairs | PacifiCorp |  | 40.6236 | -111.753 | Salt Lake City | Salt Lake | Utah | 84121 | E. Big Cottonwood Canyon Road | 1.2 | 1.2 | Hidroeléctrica | Hidroeléctrica | 0 | 0 | 0 | 0 | 1.2 | 0 | 0 | 0 | 0 | 0 | 0 | 0 | EIA-860, EIA-860M and EIA-923 | 201603
Estados Unidos | Weber | PacifiCorp |  | 41.1376 | -111.885 | South Weber | Weber | Utah | 84403 | 1 Mi E. of South Weber on I84 | 2 | 2 | Hidroeléctrica | Hidroeléctrica | 0 | 0 | 0 | 0 | 2 | 0 | 0 | 0 | 0 | 0 | 0 | 0 | EIA-860, EIA-860M and EIA-923 | 201603
Estados Unidos | Brigham City | Brigham City Corporation |  | 41.5016 | -111.993 | Brigham | Box Elder | Utah | 84302 | 450 South 1500 East | 1.5 | 1.5 | Hidroeléctrica | Hidroeléctrica | 0 | 0 | 0 | 0 | 1.5 | 0 | 0 | 0 | 0 | 0 | 0 | 0 | EIA-860, EIA-860M and EIA-923 | 201603
Estados Unidos | Hydro III | City of Logan - (UT) |  | 41.7464 | -111.746 | Logan | Cache | Utah | 84321 | 3700 E Hwy 89 | 1.4 | 1.4 | Hidroeléctrica | Hidroeléctrica | 0 | 0 | 0 | 0 | 1.4 | 0 | 0 | 0 | 0 | 0 | 0 | 0 | EIA-860, EIA-860M and EIA-923 | 201603
Estados Unidos | Manti Upper | City of Manti - (UT) |  | 39.2559 | -111.621 | Manti | Sanpete | Utah | 84642 | 5000 East 500 South | 1.2 | 1.2 | Hidroeléctrica | Hidroeléctrica | 0 | 0 | 0 | 0 | 1.2 | 0 | 0 | 0 | 0 | 0 | 0 | 0 | EIA-860, EIA-860M and EIA-923 | 201603
Estados Unidos | Bartholomew | City of Springville - (UT) |  | 40.1671 | -111.499 | Springville | Utah | Utah | 84663 | 3593 LeftFork, Hobble Creek Cn | 1 | 1 | Hidroeléctrica | Hidroeléctrica | 0 | 0 | 0 | 0 | 1 | 0 | 0 | 0 | 0 | 0 | 0 | 0 | EIA-860, EIA-860M and EIA-923 | 201603
Estados Unidos | Spanish Fork | Strawberry Water Users Assn |  | 40.08 | -111.605 | Spanish Fork | Utah | Utah | 84660 | 2100 E. Powerhouse Rd. | 3.6 | 3.6 | Hidroeléctrica | Hidroeléctrica | 0 | 0 | 0 | 0 | 3.6 | 0 | 0 | 0 | 0 | 0 | 0 | 0 | EIA-860, EIA-860M and EIA-923 | 201603
Estados Unidos | Gateway | Weber Basin Water Conserv Dist |  | 41.1365 | -111.831 | Mountain Green | Morgan | Utah | 84050 | 6430 Gateway Drive | 4 | 4 | Hidroeléctrica | Hidroeléctrica | 0 | 0 | 0 | 0 | 4 | 0 | 0 | 0 | 0 | 0 | 0 | 0 | EIA-860, EIA-860M and EIA-923 | 201603
Estados Unidos | Wanship | Weber Basin Water Conserv Dist |  | 40.7904 | -111.404 | Wanship | Summit | Utah | 84017 | 3145 Rockport Dr | 1.9 | 1.9 | Hidroeléctrica | Hidroeléctrica | 0 | 0 | 0 | 0 | 1.9 | 0 | 0 | 0 | 0 | 0 | 0 | 0 | EIA-860, EIA-860M and EIA-923 | 201603
Estados Unidos | Boulder | Garkane Energy Coop, Inc |  | 37.9858 | -111.438 | Boulder | Garfield | Utah | 84716 | 5701 North Highway 12 | 4.2 | 4.2 | Hidroeléctrica | Hidroeléctrica | 0 | 0 | 0 | 0 | 4.2 | 0 | 0 | 0 | 0 | 0 | 0 | 0 | EIA-860, EIA-860M and EIA-923 | 201603
Estados Unidos | Uintah | Moon Lake Electric Assn Inc |  | 40.5381 | -110.066 | Neola | Duchesne | Utah | 84053 | Uintah Canyon Farm Creek Junct | 1.2 | 1.2 | Hidroeléctrica | Hidroeléctrica | 0 | 0 | 0 | 0 | 1.2 | 0 | 0 | 0 | 0 | 0 | 0 | 0 | EIA-860, EIA-860M and EIA-923 | 201603
Estados Unidos | Cavendish | Green Mountain Power Corp |  | 43.3812 | -72.5982 | Cavendish | Windsor | Vermont | 05142 | 241 Power Plant Road | 1.1 | 1.1 | Hidroeléctrica | Hidroeléctrica | 0 | 0 | 0 | 0 | 1.1 | 0 | 0 | 0 | 0 | 0 | 0 | 0 | EIA-860, EIA-860M and EIA-923 | 201603
Estados Unidos | Clark Falls | Green Mountain Power Corp |  | 44.6356 | -73.12 | Milton | Chittenden | Vermont | 05468 | 16 Howard Drive | 3 | 3 | Hidroeléctrica | Hidroeléctrica | 0 | 0 | 0 | 0 | 3 | 0 | 0 | 0 | 0 | 0 | 0 | 0 | EIA-860, EIA-860M and EIA-923 | 201603
Estados Unidos | Fairfax Falls | Green Mountain Power Corp |  | 44.6534 | -72.9961 | Fairfax | Franklin | Vermont | 05454 | 781 Main St. | 3.4 | 3.4 | Hidroeléctrica | Hidroeléctrica | 0 | 0 | 0 | 0 | 3.4 | 0 | 0 | 0 | 0 | 0 | 0 | 0 | EIA-860, EIA-860M and EIA-923 | 201603
Estados Unidos | Glen | Green Mountain Power Corp |  | 43.6368 | -72.9758 | Rutland Town | Rutland | Vermont | 05701 | 747 US Rt 7 North | 2 | 2 | Hidroeléctrica | Hidroeléctrica | 0 | 0 | 0 | 0 | 2 | 0 | 0 | 0 | 0 | 0 | 0 | 0 | EIA-860, EIA-860M and EIA-923 | 201603
Estados Unidos | Lower Middlebury | Green Mountain Power Corp |  | 44.0249 | -73.1768 | Middlebury Lower | Addison | Vermont | 05753 | 85 Seymour Street Ext. | 2 | 2 | Hidroeléctrica | Hidroeléctrica | 0 | 0 | 0 | 0 | 2 | 0 | 0 | 0 | 0 | 0 | 0 | 0 | EIA-860, EIA-860M and EIA-923 | 201603
Estados Unidos | Milton | Green Mountain Power Corp |  | 44.6414 | -73.1134 | Milton | Chittenden | Vermont | 05468 | 85 Ritchie Ave. | 7 | 7 | Hidroeléctrica | Hidroeléctrica | 0 | 0 | 0 | 0 | 7 | 0 | 0 | 0 | 0 | 0 | 0 | 0 | EIA-860, EIA-860M and EIA-923 | 201603
Estados Unidos | Peterson | Green Mountain Power Corp |  | 44.6381 | -73.1625 | Milton | Chittenden | Vermont | 05468 | 197 West Milton Road | 5.8 | 5.8 | Hidroeléctrica | Hidroeléctrica | 0 | 0 | 0 | 0 | 5.8 | 0 | 0 | 0 | 0 | 0 | 0 | 0 | EIA-860, EIA-860M and EIA-923 | 201603
Estados Unidos | Pittsford | Green Mountain Power Corp |  | 43.694 | -72.955 | Pittsford | Rutland | Vermont | 05763 | 5 Powerhouse Road | 3.2 | 3.2 | Hidroeléctrica | Hidroeléctrica | 0 | 0 | 0 | 0 | 3.2 | 0 | 0 | 0 | 0 | 0 | 0 | 0 | EIA-860, EIA-860M and EIA-923 | 201603
Estados Unidos | Salisbury | Green Mountain Power Corp |  | 43.8954 | -73.1007 | Salisbury | Addison | Vermont | 05769 | 1084 Maple Street | 1.2 | 1.2 | Hidroeléctrica | Hidroeléctrica | 0 | 0 | 0 | 0 | 1.2 | 0 | 0 | 0 | 0 | 0 | 0 | 0 | EIA-860, EIA-860M and EIA-923 | 201603
Estados Unidos | Silver Lake (VT) | Green Mountain Power Corp |  | 43.8986 | -73.0531 | Salisbury | Addison | Vermont | 05769 | 3668 Lake Dunmore Road | 2.2 | 2.2 | Hidroeléctrica | Hidroeléctrica | 0 | 0 | 0 | 0 | 2.2 | 0 | 0 | 0 | 0 | 0 | 0 | 0 | EIA-860, EIA-860M and EIA-923 | 201603
Estados Unidos | Weybridge | Green Mountain Power Corp |  | 44.0661 | -73.2158 | Weybridge | Addison | Vermont | 05753 | 19 Water Street | 3.4 | 3.4 | Hidroeléctrica | Hidroeléctrica | 0 | 0 | 0 | 0 | 3.4 | 0 | 0 | 0 | 0 | 0 | 0 | 0 | EIA-860, EIA-860M and EIA-923 | 201603
Estados Unidos | Newport | Great Bay Hydro Corp |  | 44.9376 | -72.18 | Newport | Orleans | Vermont | 05855 | 964 Clyde Street | 4 | 4 | Hidroeléctrica | Hidroeléctrica | 0 | 0 | 0 | 0 | 4 | 0 | 0 | 0 | 0 | 0 | 0 | 0 | EIA-860, EIA-860M and EIA-923 | 201603
Estados Unidos | Essex Junction 19 | Green Mountain Power Corp |  | 44.4821 | -73.1164 | Essex Junction | Chittenden | Vermont | 05452 | 111 Park Street | 15.2 | 8 | Hidroeléctrica | Hidroeléctrica | 0 | 0 | 7.2 | 0 | 8 | 0 | 0 | 0 | 0 | 0 | 0 | 0 | EIA-860, EIA-860M and EIA-923 | 201603
Estados Unidos | Marshfield 6 | Green Mountain Power Corp |  | 44.3606 | -72.3356 | Marshfield | Washington | Vermont | 05658 | 78 Power Plant Road | 5 | 5 | Hidroeléctrica | Hidroeléctrica | 0 | 0 | 0 | 0 | 5 | 0 | 0 | 0 | 0 | 0 | 0 | 0 | EIA-860, EIA-860M and EIA-923 | 201603
Estados Unidos | Middlesex 2 | Green Mountain Power Corp |  | 44.2924 | -72.6824 | Moretown | Washington | Vermont | 05602 | 7515 Route 100B | 3.2 | 3.2 | Hidroeléctrica | Hidroeléctrica | 0 | 0 | 0 | 0 | 3.2 | 0 | 0 | 0 | 0 | 0 | 0 | 0 | EIA-860, EIA-860M and EIA-923 | 201603
Estados Unidos | West Danville 15 | Green Mountain Power Corp |  | 44.4056 | -72.1881 | Danville | Caledonia | Vermont | 05873 | 268 Power Plant Plant Road | 1 | 1 | Hidroeléctrica | Hidroeléctrica | 0 | 0 | 0 | 0 | 1 | 0 | 0 | 0 | 0 | 0 | 0 | 0 | EIA-860, EIA-860M and EIA-923 | 201603
Estados Unidos | Bellows Falls | TransCanada Hydro Northeast Inc., |  | 43.1375 | -72.4464 | Bellow Falls | Windham | Vermont | 05101 | 12 Mill St | 47.1 | 47.1 | Hidroeléctrica | Hidroeléctrica | 0 | 0 | 0 | 0 | 47.1 | 0 | 0 | 0 | 0 | 0 | 0 | 0 | EIA-860, EIA-860M and EIA-923 | 201603
Estados Unidos | Harriman | TransCanada Hydro Northeast Inc., |  | 42.7936 | -72.9144 | Whitingham | Windham | Vermont | 05361 | Route 100 | 40.8 | 40.8 | Hidroeléctrica | Hidroeléctrica | 0 | 0 | 0 | 0 | 40.8 | 0 | 0 | 0 | 0 | 0 | 0 | 0 | EIA-860, EIA-860M and EIA-923 | 201603
Estados Unidos | Canaan | Public Service Co of NH |  | 44.9993 | -71.5302 | Canaan | Essex | Vermont | 05903 | Beechers Falls Rd. | 1.1 | 1.1 | Hidroeléctrica | Hidroeléctrica | 0 | 0 | 0 | 0 | 1.1 | 0 | 0 | 0 | 0 | 0 | 0 | 0 | EIA-860, EIA-860M and EIA-923 | 201603
Estados Unidos | West Charleston | Barton Village, Inc |  | 44.8874 | -72.0554 | West Charleston | Orleans | Vermont | 05872 | Rte 105 | 3.2 | 1.4 | Petróleo | Hidroeléctrica | 0 | 0 | 1.8 | 0 | 1.4 | 0 | 0 | 0 | 0 | 0 | 0 | 0 | EIA-860, EIA-860M and EIA-923 | 201603
Estados Unidos | Great Falls (VT) | Village of Lyndonville - (VT) |  | 44.5002 | -71.9989 | Lyndon | Caledonia | Vermont | 05851 | Great Falls Drive | 1.9 | 1.9 | Hidroeléctrica | Hidroeléctrica | 0 | 0 | 0 | 0 | 1.9 | 0 | 0 | 0 | 0 | 0 | 0 | 0 | EIA-860, EIA-860M and EIA-923 | 201603
Estados Unidos | Morrisville | Village of Morrisville - (VT) |  | 44.5618 | -72.6024 | Morrisville | Lamoille | Vermont | 05661 | 67 B Street | 1.5 | 1.5 | Hidroeléctrica | Hidroeléctrica | 0 | 0 | 0 | 0 | 1.5 | 0 | 0 | 0 | 0 | 0 | 0 | 0 | EIA-860, EIA-860M and EIA-923 | 201603
Estados Unidos | Cadys Falls | Village of Morrisville - (VT) |  | 44.5776 | -72.6119 | Morrisville | Lamoille | Vermont | 05661 | 1564 Cady's Falls Road | 1.1 | 1.1 | Hidroeléctrica | Hidroeléctrica | 0 | 0 | 0 | 0 | 1.1 | 0 | 0 | 0 | 0 | 0 | 0 | 0 | EIA-860, EIA-860M and EIA-923 | 201603
Estados Unidos | Buck Hydro | Appalachian Power Co |  | 36.8082 | -80.9387 | Ivanhoe | Carroll | Virginia | 24350 | Route 737 | 9 | 9 | Hidroeléctrica | Hidroeléctrica | 0 | 0 | 0 | 0 | 9 | 0 | 0 | 0 | 0 | 0 | 0 | 0 | EIA-860, EIA-860M and EIA-923 | 201603
Estados Unidos | Byllesby 2 | Appalachian Power Co |  | 36.7858 | -80.9333 | Ivanhoe | Carroll | Virginia | 24350 | Route 602 | 31.6 | 31.6 | Hidroeléctrica | Hidroeléctrica | 0 | 0 | 0 | 0 | 31.6 | 0 | 0 | 0 | 0 | 0 | 0 | 0 | EIA-860, EIA-860M and EIA-923 | 201603
Estados Unidos | Claytor | Appalachian Power Co |  | 37.075 | -80.5847 | Radford | Pulaski | Virginia | 24141 | Route 605 | 58.8 | 58.8 | Hidroeléctrica | Hidroeléctrica | 0 | 0 | 0 | 0 | 58.8 | 0 | 0 | 0 | 0 | 0 | 0 | 0 | EIA-860, EIA-860M and EIA-923 | 201603
Estados Unidos | Leesville | Appalachian Power Co |  | 37.0933 | -79.4025 | Hurt | Pittsylvania | Virginia | 24563 | Rt. 754 | 50 | 50 | Hidroeléctrica | Hidroeléctrica | 0 | 0 | 0 | 0 | 50 | 0 | 0 | 0 | 0 | 0 | 0 | 0 | EIA-860, EIA-860M and EIA-923 | 201603
Estados Unidos | Niagara | Appalachian Power Co |  | 37.2544 | -79.8756 | Vinton | Roanoke | Virginia | 24179 | 1495 Niagara Rd | 1.8 | 1.8 | Hidroeléctrica | Hidroeléctrica | 0 | 0 | 0 | 0 | 1.8 | 0 | 0 | 0 | 0 | 0 | 0 | 0 | EIA-860, EIA-860M and EIA-923 | 201603
Estados Unidos | Reusens | Appalachian Power Co |  | 37.4639 | -79.1856 | Lynchburg | Campbell | Virginia | 24503 | 4300 Hydro Street | 12.5 | 12.5 | Hidroeléctrica | Hidroeléctrica | 0 | 0 | 0 | 0 | 12.5 | 0 | 0 | 0 | 0 | 0 | 0 | 0 | EIA-860, EIA-860M and EIA-923 | 201603
Estados Unidos | Smith Mountain | Appalachian Power Co |  | 37.0413 | -79.5356 | Penhook | Pittsylvania | Virginia | 24141 | Route 1 | 586 | 586 | Hidroeléctrica | Hidroeléctrica | 0 | 0 | 0 | 0 | 348 | 238 | 0 | 0 | 0 | 0 | 0 | 0 | EIA-860, EIA-860M and EIA-923 | 201603
Estados Unidos | Luray Hydro Station | PE Hydro Generation, LLC |  | 38.6767 | -78.4989 | Luray | Page | Virginia | 22835 | 650 Power Dam Road | 1.1 | 1.1 | Hidroeléctrica | Hidroeléctrica | 0 | 0 | 0 | 0 | 1.1 | 0 | 0 | 0 | 0 | 0 | 0 | 0 | EIA-860, EIA-860M and EIA-923 | 201603
Estados Unidos | Newport Hydro Station | PE Hydro Generation, LLC |  | 38.5714 | -78.5936 | Newport | Page | Virginia | 24128 | -- | 1.3 | 1.3 | Hidroeléctrica | Hidroeléctrica | 0 | 0 | 0 | 0 | 1.3 | 0 | 0 | 0 | 0 | 0 | 0 | 0 | EIA-860, EIA-860M and EIA-923 | 201603
Estados Unidos | Cushaw | Virginia Electric & Power Co |  | 37.5929 | -79.3808 | Warm Springs | Amherst | Virginia | 24526 | Mt Grove CR-01 600 N. | 2 | 2 | Hidroeléctrica | Hidroeléctrica | 0 | 0 | 0 | 0 | 2 | 0 | 0 | 0 | 0 | 0 | 0 | 0 | EIA-860, EIA-860M and EIA-923 | 201603
Estados Unidos | Snowden | Town of Bedford - (VA) |  | 37.5736 | -79.3715 | Big Island | Bedford | Virginia | 24526 | 7443 Elon Road | 5 | 5 | Hidroeléctrica | Hidroeléctrica | 0 | 0 | 0 | 0 | 5 | 0 | 0 | 0 | 0 | 0 | 0 | 0 | EIA-860, EIA-860M and EIA-923 | 201603
Estados Unidos | Pinnacles | City of Danville - (VA) |  | 36.6669 | -80.4479 | Ararat | Patrick | Virginia | 24053 | 6211 Kibler Valley Road | 10.5 | 10.5 | Hidroeléctrica | Hidroeléctrica | 0 | 0 | 0 | 0 | 10.5 | 0 | 0 | 0 | 0 | 0 | 0 | 0 | EIA-860, EIA-860M and EIA-923 | 201603
Estados Unidos | Martinsville | City of Martinsville - (VA) |  | 36.6641 | -79.8836 | Martinsville | Henry | Virginia | 24112 | 1820 Greensboro Rd | 1.2 | 1.2 | Hidroeléctrica | Hidroeléctrica | 0 | 0 | 0 | 0 | 1.2 | 0 | 0 | 0 | 0 | 0 | 0 | 0 | EIA-860, EIA-860M and EIA-923 | 201603
Estados Unidos | Radford | City of Radford - (VA) |  | 37.0784 | -80.5727 | Radford | Pulaski | Virginia | 24141 | 701 17th Street | 1 | 1 | Hidroeléctrica | Hidroeléctrica | 0 | 0 | 0 | 0 | 1 | 0 | 0 | 0 | 0 | 0 | 0 | 0 | EIA-860, EIA-860M and EIA-923 | 201603
Estados Unidos | John H Kerr | USCE-Wilmington District |  | 36.5994 | -78.3005 | Boydton | Mecklenburg | Virginia | 23917 | 5460 Buggs Island Road | 296.6 | 296.6 | Hidroeléctrica | Hidroeléctrica | 0 | 0 | 0 | 0 | 296.6 | 0 | 0 | 0 | 0 | 0 | 0 | 0 | EIA-860, EIA-860M and EIA-923 | 201603
Estados Unidos | Philpott Lake | USCE-Wilmington District |  | 36.7803 | -80.0281 | Bassett | Henry | Virginia | 24055 | 810 Spillway Road | 15.6 | 15.6 | Hidroeléctrica | Hidroeléctrica | 0 | 0 | 0 | 0 | 15.6 | 0 | 0 | 0 | 0 | 0 | 0 | 0 | EIA-860, EIA-860M and EIA-923 | 201603
Estados Unidos | Merwin | PacifiCorp |  | 45.9567 | -122.554 | Ariel | Cowlitz | Washington | 98603 | 300 Merwin Village Road | 151 | 151 | Hidroeléctrica | Hidroeléctrica | 0 | 0 | 0 | 0 | 151 | 0 | 0 | 0 | 0 | 0 | 0 | 0 | EIA-860, EIA-860M and EIA-923 | 201603
Estados Unidos | Swift 1 | PacifiCorp |  | 46.0608 | -122.202 | Cougar | Skamania | Washington | 98616 | Rd 91013 at Swift Creek Res. | 263.7 | 263.7 | Hidroeléctrica | Hidroeléctrica | 0 | 0 | 0 | 0 | 263.7 | 0 | 0 | 0 | 0 | 0 | 0 | 0 | EIA-860, EIA-860M and EIA-923 | 201603
Estados Unidos | Yale | PacifiCorp |  | 45.9628 | -122.335 | Amboy | Cowlitz | Washington | 98601 | 200 Yale Village Road | 163.6 | 163.6 | Hidroeléctrica | Hidroeléctrica | 0 | 0 | 0 | 0 | 163.6 | 0 | 0 | 0 | 0 | 0 | 0 | 0 | EIA-860, EIA-860M and EIA-923 | 201603
Estados Unidos | Electron | Electron Hydro LLC |  | 46.991 | -122.175 | Orting | Pierce | Washington | 98360 | 19318 Electron Road | 25.8 | 25.8 | Hidroeléctrica | Hidroeléctrica | 0 | 0 | 0 | 0 | 25.8 | 0 | 0 | 0 | 0 | 0 | 0 | 0 | EIA-860, EIA-860M and EIA-923 | 201603
Estados Unidos | Lower Baker | Puget Sound Energy Inc |  | 48.5478 | -121.741 | Concrete | Skagit | Washington | 98237 | 46110 E Main St | 111.2 | 111.2 | Hidroeléctrica | Hidroeléctrica | 0 | 0 | 0 | 0 | 111.2 | 0 | 0 | 0 | 0 | 0 | 0 | 0 | EIA-860, EIA-860M and EIA-923 | 201603
Estados Unidos | Snoqualmie | Puget Sound Energy Inc |  | 47.5401 | -121.837 | Snoqualmie | King | Washington | 98065 | 37820 SE 69th St. | 12.8 | 12.8 | Hidroeléctrica | Hidroeléctrica | 0 | 0 | 0 | 0 | 12.8 | 0 | 0 | 0 | 0 | 0 | 0 | 0 | EIA-860, EIA-860M and EIA-923 | 201603
Estados Unidos | Upper Baker | Puget Sound Energy Inc |  | 48.649 | -121.691 | Concrete | Whatcom | Washington | 98237 | 46110 E Main St | 105 | 105 | Hidroeléctrica | Hidroeléctrica | 0 | 0 | 0 | 0 | 105 | 0 | 0 | 0 | 0 | 0 | 0 | 0 | EIA-860, EIA-860M and EIA-923 | 201603
Estados Unidos | Little Falls (WA) | Avista Corp |  | 47.8217 | -117.917 | Ford | Lincoln | Washington | 99013 | State Hwy 231 | 36.5 | 36.5 | Hidroeléctrica | Hidroeléctrica | 0 | 0 | 0 | 0 | 36.5 | 0 | 0 | 0 | 0 | 0 | 0 | 0 | EIA-860, EIA-860M and EIA-923 | 201603
Estados Unidos | Long Lake | Avista Corp |  | 47.8344 | -117.836 | Ford | Lincoln | Washington | 99013 | 53200 Long Lake Road E. | 89.5 | 89.5 | Hidroeléctrica | Hidroeléctrica | 0 | 0 | 0 | 0 | 89.5 | 0 | 0 | 0 | 0 | 0 | 0 | 0 | EIA-860, EIA-860M and EIA-923 | 201603
Estados Unidos | Meyers Falls | Hydro Technology Systems Inc |  | 48.5953 | -118.06 | Kettle Falls | Stevens | Washington | 99141 | 1680 S. Juniper St. | 1.2 | 1.2 | Hidroeléctrica | Hidroeléctrica | 0 | 0 | 0 | 0 | 1.2 | 0 | 0 | 0 | 0 | 0 | 0 | 0 | EIA-860, EIA-860M and EIA-923 | 201603
Estados Unidos | Nine Mile | Avista Corp |  | 47.7697 | -117.537 | Nine Mile | Spokane | Washington | 99026 | W. 9602 Old Charles Road | 16 | 16 | Hidroeléctrica | Hidroeléctrica | 0 | 0 | 0 | 0 | 16 | 0 | 0 | 0 | 0 | 0 | 0 | 0 | EIA-860, EIA-860M and EIA-923 | 201603
Estados Unidos | Yelm | City of Centralia - (WA) |  | 46.9749 | -122.636 | Yelm | Thurston | Washington | 98597 | 14024 Yelm Hwy. S. E. | 11.4 | 11.4 | Hidroeléctrica | Hidroeléctrica | 0 | 0 | 0 | 0 | 11.4 | 0 | 0 | 0 | 0 | 0 | 0 | 0 | EIA-860, EIA-860M and EIA-923 | 201603
Estados Unidos | Rocky Reach | PUD No 1 of Chelan County |  | 47.5336 | -120.295 | Wenatchee | Chelan | Washington | 98801 | Rocky Reach Dam | 1253.9 | 1253.9 | Hidroeléctrica | Hidroeléctrica | 0 | 0 | 0 | 0 | 1253.9 | 0 | 0 | 0 | 0 | 0 | 0 | 0 | EIA-860, EIA-860M and EIA-923 | 201603
Estados Unidos | Wells | PUD No 1 of Douglas County |  | 47.9469 | -119.865 | Pateros | Douglas | Washington | 98846 | 28905 Highway 97 | 840 | 840 | Hidroeléctrica | Hidroeléctrica | 0 | 0 | 0 | 0 | 840 | 0 | 0 | 0 | 0 | 0 | 0 | 0 | EIA-860, EIA-860M and EIA-923 | 201603
Estados Unidos | Priest Rapids | PUD No 2 of Grant County |  | 46.6451 | -119.908 | Mattawa | Grant | Washington | 99349 | 29086 Highway 243 South | 955.6 | 955.6 | Hidroeléctrica | Hidroeléctrica | 0 | 0 | 0 | 0 | 955.6 | 0 | 0 | 0 | 0 | 0 | 0 | 0 | EIA-860, EIA-860M and EIA-923 | 201603
Estados Unidos | Wanapum | PUD No 2 of Grant County |  | 46.8731 | -119.97 | Beverly | Grant | Washington | 99321 | 14353 Highway 243 | 1043.4 | 1043.4 | Hidroeléctrica | Hidroeléctrica | 0 | 0 | 0 | 0 | 1043.4 | 0 | 0 | 0 | 0 | 0 | 0 | 0 | EIA-860, EIA-860M and EIA-923 | 201603
Estados Unidos | Box Canyon | PUD No 1 of Pend Oreille County |  | 48.7809 | -117.418 | Ione | Pend Oreille | Washington | 99139 | 7492 Hwy 31 | 90 | 90 | Hidroeléctrica | Hidroeléctrica | 0 | 0 | 0 | 0 | 90 | 0 | 0 | 0 | 0 | 0 | 0 | 0 | EIA-860, EIA-860M and EIA-923 | 201603
Estados Unidos | The Dalles | USACE Northwestern Division |  | 45.614 | -121.135 | The Dalles | Wasco | Oregon | 97058 | P.O. BOX | 1822.7 | 1822.7 | Hidroeléctrica | Hidroeléctrica | 0 | 0 | 0 | 0 | 1822.7 | 0 | 0 | 0 | 0 | 0 | 0 | 0 | EIA-860, EIA-860M and EIA-923 | 201603
Estados Unidos | Alder | City of Tacoma - (WA) |  | 46.8016 | -122.31 | LaGrande | Pierce | Washington | 98348 | 46502 Mountain Highway East | 50.4 | 50.4 | Hidroeléctrica | Hidroeléctrica | 0 | 0 | 0 | 0 | 50.4 | 0 | 0 | 0 | 0 | 0 | 0 | 0 | EIA-860, EIA-860M and EIA-923 | 201603
Estados Unidos | Cushman 1 | City of Tacoma - (WA) |  | 47.4181 | -123.225 | Shelton | Mason | Washington | 98584 | North 21451 Highway 101 | 53.4 | 53.4 | Hidroeléctrica | Hidroeléctrica | 0 | 0 | 0 | 0 | 53.4 | 0 | 0 | 0 | 0 | 0 | 0 | 0 | EIA-860, EIA-860M and EIA-923 | 201603
Estados Unidos | Cushman 2 | City of Tacoma - (WA) |  | 47.3698 | -123.16 | Shelton | Mason | Washington | 98584 | North 21451 Highway 101 | 93.6 | 93.6 | Hidroeléctrica | Hidroeléctrica | 0 | 0 | 0 | 0 | 93.6 | 0 | 0 | 0 | 0 | 0 | 0 | 0 | EIA-860, EIA-860M and EIA-923 | 201603
Estados Unidos | LaGrande | City of Tacoma - (WA) |  | 46.8328 | -122.32 | LaGrande | Pierce | Washington | 98348 | 46502 Moutain Highway East | 64 | 64 | Hidroeléctrica | Hidroeléctrica | 0 | 0 | 0 | 0 | 64 | 0 | 0 | 0 | 0 | 0 | 0 | 0 | EIA-860, EIA-860M and EIA-923 | 201603
Estados Unidos | Mayfield | City of Tacoma - (WA) |  | 46.5035 | -122.589 | Silver Creek | Lewis | Washington | 98585 | 418 Gershick Road | 164 | 164 | Hidroeléctrica | Hidroeléctrica | 0 | 0 | 0 | 0 | 164 | 0 | 0 | 0 | 0 | 0 | 0 | 0 | EIA-860, EIA-860M and EIA-923 | 201603
Estados Unidos | Mossyrock | City of Tacoma - (WA) |  | 46.5347 | -122.425 | Silver Creek | Lewis | Washington | 98585 | 418 Gershick Road | 371.4 | 371.4 | Hidroeléctrica | Hidroeléctrica | 0 | 0 | 0 | 0 | 371.4 | 0 | 0 | 0 | 0 | 0 | 0 | 0 | EIA-860, EIA-860M and EIA-923 | 201603
Estados Unidos | Chief Joseph | USACE Northwestern Division |  | 47.9951 | -119.64 | Bridgeport | Douglas | Washington | 98813 | P.O. BOX 1120 | 2456.2 | 2456.2 | Hidroeléctrica | Hidroeléctrica | 0 | 0 | 0 | 0 | 2456.2 | 0 | 0 | 0 | 0 | 0 | 0 | 0 | EIA-860, EIA-860M and EIA-923 | 201603
Estados Unidos | Ice Harbor | USACE Northwestern Division |  | 46.2498 | -118.88 | Burbank | Walla Walla | Washington | 99323 | 2763 Monument Drive | 603 | 603 | Hidroeléctrica | Hidroeléctrica | 0 | 0 | 0 | 0 | 603 | 0 | 0 | 0 | 0 | 0 | 0 | 0 | EIA-860, EIA-860M and EIA-923 | 201603
Estados Unidos | Little Goose | USACE Northwestern Division |  | 46.5838 | -118.027 | Dayton | Columbia | Washington | 99328 | 1001 Little Goose Dam Road | 810 | 810 | Hidroeléctrica | Hidroeléctrica | 0 | 0 | 0 | 0 | 810 | 0 | 0 | 0 | 0 | 0 | 0 | 0 | EIA-860, EIA-860M and EIA-923 | 201603
Estados Unidos | Lower Monumental | USACE Northwestern Division |  | 46.5635 | -118.54 | Kahlotus | Walla Walla | Washington | 99335 | P.O. BOX 10 | 794 | 794 | Hidroeléctrica | Hidroeléctrica | 0 | 0 | 0 | 0 | 794 | 0 | 0 | 0 | 0 | 0 | 0 | 0 | EIA-860, EIA-860M and EIA-923 | 201603
Estados Unidos | Packwood | Energy Northwest |  | 46.5958 | -121.569 | Packwood | Lewis | Washington | 98361 | 179 Powerhouse Road | 26 | 26 | Hidroeléctrica | Hidroeléctrica | 0 | 0 | 0 | 0 | 26 | 0 | 0 | 0 | 0 | 0 | 0 | 0 | EIA-860, EIA-860M and EIA-923 | 201603
Estados Unidos | Biron | Consolidated Water Power Co |  | 44.4306 | -89.7808 | Biron | Wood | Wisconsin | 54494 | 621 North Biron Drive | 5.4 | 5.4 | Hidroeléctrica | Hidroeléctrica | 0 | 0 | 0 | 0 | 5.4 | 0 | 0 | 0 | 0 | 0 | 0 | 0 | EIA-860, EIA-860M and EIA-923 | 201603
Estados Unidos | Du Bay | Consolidated Water Power Co |  | 44.6647 | -89.6511 | Eau Pleine | Portage | Wisconsin | 54455 | Dam Road | 7.2 | 7.2 | Hidroeléctrica | Hidroeléctrica | 0 | 0 | 0 | 0 | 7.2 | 0 | 0 | 0 | 0 | 0 | 0 | 0 | EIA-860, EIA-860M and EIA-923 | 201603
Estados Unidos | Stevens Point | Consolidated Water Power Co |  | 44.5153 | -89.585 | Stevens Point | Portage | Wisconsin | 54481 | 707 Arlington Place | 4.8 | 4.8 | Hidroeléctrica | Hidroeléctrica | 0 | 0 | 0 | 0 | 4.8 | 0 | 0 | 0 | 0 | 0 | 0 | 0 | EIA-860, EIA-860M and EIA-923 | 201603
Estados Unidos | Wisconsin Rapids | Consolidated Water Power Co |  | 44.3939 | -89.825 | Wisconsin Rapids | Wood | Wisconsin | 54495 | 310 3rd. Avenue | 8.8 | 8.8 | Hidroeléctrica | Hidroeléctrica | 0 | 0 | 0 | 0 | 8.8 | 0 | 0 | 0 | 0 | 0 | 0 | 0 | EIA-860, EIA-860M and EIA-923 | 201603
Estados Unidos | Whiting | Consolidated Water Power Co |  | 44.4889 | -89.5756 | Whiting | Portage | Wisconsin | 54481 | 2627 Whiting Road | 5.1 | 5.1 | Hidroeléctrica | Hidroeléctrica | 0 | 0 | 0 | 0 | 5.1 | 0 | 0 | 0 | 0 | 0 | 0 | 0 | EIA-860, EIA-860M and EIA-923 | 201603
Estados Unidos | Bay Front | Northern States Power Co - Minnesota |  | 46.5872 | -90.9017 | Ashland | Ashland | Wisconsin | 54806 | 122 N. 14th Ave West | 56 | 33 | Biomasa | Biomasa | 0 | 23 | 0 | 0 | 0 | 0 | 0 | 0 | 0 | 0 | 33 | 0 | EIA-860, EIA-860M and EIA-923 | 201603
Estados Unidos | Big Falls | Northern States Power Co - Minnesota |  | 45.4917 | -91.0469 | Glen Fora | Rusk | Wisconsin | 54563 | West 5506 Dam Road | 3.3 | 3.3 | Hidroeléctrica | Hidroeléctrica | 0 | 0 | 0 | 0 | 3.3 | 0 | 0 | 0 | 0 | 0 | 0 | 0 | EIA-860, EIA-860M and EIA-923 | 201603
Estados Unidos | Ladysmith Dam | Northern States Power Co - Minnesota |  | 45.4644 | -91.0836 | Ladysmith | Rusk | Wisconsin | 54848 | E. Warden Ave. | 1 | 1 | Hidroeléctrica | Hidroeléctrica | 0 | 0 | 0 | 0 | 1 | 0 | 0 | 0 | 0 | 0 | 0 | 0 | EIA-860, EIA-860M and EIA-923 | 201603
Estados Unidos | Arpin Dam | Renewable World Energies LLC |  | 45.7517 | -91.2028 | Radisson | Sawyer | Wisconsin | 54867 | 3251 North Birchtrail Road | 1.4 | 1.4 | Hidroeléctrica | Hidroeléctrica | 0 | 0 | 0 | 0 | 1.4 | 0 | 0 | 0 | 0 | 0 | 0 | 0 | EIA-860, EIA-860M and EIA-923 | 201603
Estados Unidos | Cedar Falls (WI) | Northern States Power Co - Minnesota |  | 44.9367 | -91.8883 | Menomonie | Dunn | Wisconsin | 54751 | North 7075 540th Street | 3.6 | 3.6 | Hidroeléctrica | Hidroeléctrica | 0 | 0 | 0 | 0 | 3.6 | 0 | 0 | 0 | 0 | 0 | 0 | 0 | EIA-860, EIA-860M and EIA-923 | 201603
Estados Unidos | Chippewa Falls | Northern States Power Co - Minnesota |  | 44.9308 | -91.3889 | Chippewa Falls | Chippewa | Wisconsin | 54729 | 100 Court St. | 12.1 | 12.1 | Hidroeléctrica | Hidroeléctrica | 0 | 0 | 0 | 0 | 12.1 | 0 | 0 | 0 | 0 | 0 | 0 | 0 | EIA-860, EIA-860M and EIA-923 | 201603
Estados Unidos | Dells | Northern States Power Co - Minnesota |  | 44.8281 | -91.5111 | Eau Claire | Eau Claire | Wisconsin | 54701 | 1120 Forest st. | 7.3 | 7.3 | Hidroeléctrica | Hidroeléctrica | 0 | 0 | 0 | 0 | 7.3 | 0 | 0 | 0 | 0 | 0 | 0 | 0 | EIA-860, EIA-860M and EIA-923 | 201603
Estados Unidos | French Island | Northern States Power Co - Minnesota |  | 43.8292 | -91.2597 | La Cross | La Crosse | Wisconsin | 54601 | 200 S Bainbridge St | 138 | 16 | Petróleo | Biomasa | 0 | 0 | 122 | 0 | 0 | 0 | 0 | 0 | 0 | 0 | 16 | 0 | EIA-860, EIA-860M and EIA-923 | 201603
Estados Unidos | Holcombe | Northern States Power Co - Minnesota |  | 45.2236 | -91.1272 | Holcombe | Chippewa | Wisconsin | 54745 | P.O. Box 35 | 21.9 | 21.9 | Hidroeléctrica | Hidroeléctrica | 0 | 0 | 0 | 0 | 21.9 | 0 | 0 | 0 | 0 | 0 | 0 | 0 | EIA-860, EIA-860M and EIA-923 | 201603
Estados Unidos | Jim Falls | Northern States Power Co - Minnesota |  | 45.051 | -91.274 | Jim Falls | Chippewa | Wisconsin | 54748 | 19760 Cty Hwy S. | 25 | 25 | Hidroeléctrica | Hidroeléctrica | 0 | 0 | 0 | 0 | 25 | 0 | 0 | 0 | 0 | 0 | 0 | 0 | EIA-860, EIA-860M and EIA-923 | 201603
Estados Unidos | Menomonie | Northern States Power Co - Minnesota |  | 44.8842 | -91.9294 | Menomonie | Dunn | Wisconsin | 54751 | 300 2nd St.NW | 2.2 | 2.2 | Hidroeléctrica | Hidroeléctrica | 0 | 0 | 0 | 0 | 2.2 | 0 | 0 | 0 | 0 | 0 | 0 | 0 | EIA-860, EIA-860M and EIA-923 | 201603
Estados Unidos | St Croix Falls | Northern States Power Co - Minnesota |  | 45.4117 | -92.6469 | St Croix Falls | Polk | Wisconsin | 54024 | 130 River St N | 15.2 | 15.2 | Hidroeléctrica | Hidroeléctrica | 0 | 0 | 0 | 0 | 15.2 | 0 | 0 | 0 | 0 | 0 | 0 | 0 | EIA-860, EIA-860M and EIA-923 | 201603
Estados Unidos | Wissota | Northern States Power Co - Minnesota |  | 44.9378 | -91.3406 | Chippewa Falls | Chippewa | Wisconsin | 54729 | 6350 163rd St | 18 | 18 | Hidroeléctrica | Hidroeléctrica | 0 | 0 | 0 | 0 | 18 | 0 | 0 | 0 | 0 | 0 | 0 | 0 | EIA-860, EIA-860M and EIA-923 | 201603
Estados Unidos | Clam River Dam | Renewable World Energies LLC |  | 45.9467 | -92.5383 | Danbury | Burnett | Wisconsin | 54830 | 10817 Clam River Dam Road | 1.2 | 1.2 | Hidroeléctrica | Hidroeléctrica | 0 | 0 | 0 | 0 | 1.2 | 0 | 0 | 0 | 0 | 0 | 0 | 0 | EIA-860, EIA-860M and EIA-923 | 201603
Estados Unidos | Danbury Dam | Renewable World Energies LLC |  | 46 | -92.3725 | Danbury | Burnett | Wisconsin | 54830 | 2295 South 3rd Avenue | 1 | 1 | Hidroeléctrica | Hidroeléctrica | 0 | 0 | 0 | 0 | 1 | 0 | 0 | 0 | 0 | 0 | 0 | 0 | EIA-860, EIA-860M and EIA-923 | 201603
Estados Unidos | Appleton | Wisconsin Electric Power Co |  | 44.2539 | -88.4096 | Appleton | Outagamie | Wisconsin | 54915 | 201 West Edison Street | 2.2 | 2.2 | Hidroeléctrica | Hidroeléctrica | 0 | 0 | 0 | 0 | 2.2 | 0 | 0 | 0 | 0 | 0 | 0 | 0 | EIA-860, EIA-860M and EIA-923 | 201603
Estados Unidos | Oconto Falls Upper | N E W Hydro LLC |  | 44.8764 | -88.1475 | Oconto Falls | Oconto | Wisconsin | 54154 | 344 North Maple Street | 1.1 | 1.1 | Hidroeléctrica | Hidroeléctrica | 0 | 0 | 0 | 0 | 1.1 | 0 | 0 | 0 | 0 | 0 | 0 | 0 | EIA-860, EIA-860M and EIA-923 | 201603
Estados Unidos | Pine | Wisconsin Electric Power Co |  | 45.8275 | -88.2483 | Florence | Florence | Wisconsin | 54121 | 2847 Power Dam Road | 3.6 | 3.6 | Hidroeléctrica | Hidroeléctrica | 0 | 0 | 0 | 0 | 3.6 | 0 | 0 | 0 | 0 | 0 | 0 | 0 | EIA-860, EIA-860M and EIA-923 | 201603
Estados Unidos | Kilbourn | Wisconsin Power & Light Co |  | 43.6258 | -89.7808 | Wisconsin Dells | Columbia | Wisconsin | 53965 | 1 Finnegan Ave | 9.5 | 9.5 | Hidroeléctrica | Hidroeléctrica | 0 | 0 | 0 | 0 | 9.5 | 0 | 0 | 0 | 0 | 0 | 0 | 0 | EIA-860, EIA-860M and EIA-923 | 201603
Estados Unidos | Prairie Du Sac | Wisconsin Power & Light Co |  | 43.3099 | -89.7278 | Prairie du Sac | Sauk | Wisconsin | 53578 | S9270A Dam Rd | 29 | 29 | Hidroeléctrica | Hidroeléctrica | 0 | 0 | 0 | 0 | 29 | 0 | 0 | 0 | 0 | 0 | 0 | 0 | EIA-860, EIA-860M and EIA-923 | 201603
Estados Unidos | Alexander | Wisconsin Public Service Corp |  | 45.1875 | -89.7553 | Merrill | Lincoln | Wisconsin | 54452 | N1936 Sunset Dr | 2.7 | 2.7 | Hidroeléctrica | Hidroeléctrica | 0 | 0 | 0 | 0 | 2.7 | 0 | 0 | 0 | 0 | 0 | 0 | 0 | EIA-860, EIA-860M and EIA-923 | 201603
Estados Unidos | Caldron Falls | Wisconsin Public Service Corp |  | 45.3569 | -88.2306 | Town of Stephenson | Marinette | Wisconsin | 54114 | W12528 Boat Landing 8 Rd | 6.8 | 6.8 | Hidroeléctrica | Hidroeléctrica | 0 | 0 | 0 | 0 | 6.8 | 0 | 0 | 0 | 0 | 0 | 0 | 0 | EIA-860, EIA-860M and EIA-923 | 201603
Estados Unidos | Grandfather Falls | Wisconsin Public Service Corp |  | 45.3019 | -89.7917 | Irma | Lincoln | Wisconsin | 54442 | N5059 Hwy 107 | 17.1 | 17.1 | Hidroeléctrica | Hidroeléctrica | 0 | 0 | 0 | 0 | 17.1 | 0 | 0 | 0 | 0 | 0 | 0 | 0 | EIA-860, EIA-860M and EIA-923 | 201603
Estados Unidos | High Falls (WI) | Wisconsin Public Service Corp |  | 45.2794 | -88.1997 | Town of Stephenson | Marinette | Wisconsin | 54114 | N8636 High Falls Rd | 2.5 | 2.5 | Hidroeléctrica | Hidroeléctrica | 0 | 0 | 0 | 0 | 2.5 | 0 | 0 | 0 | 0 | 0 | 0 | 0 | EIA-860, EIA-860M and EIA-923 | 201603
Estados Unidos | Johnson Falls | Wisconsin Public Service Corp |  | 45.2875 | -88.1603 | Town of Stephenson | Marinette | Wisconsin | 54114 | N8940 Johnson Falls Rd | 1.4 | 1.4 | Hidroeléctrica | Hidroeléctrica | 0 | 0 | 0 | 0 | 1.4 | 0 | 0 | 0 | 0 | 0 | 0 | 0 | EIA-860, EIA-860M and EIA-923 | 201603
Estados Unidos | Merrill | Wisconsin Public Service Corp |  | 45.1786 | -89.685 | Merrill | Lincoln | Wisconsin | 54452 | 306 S Park St | 1.9 | 1.9 | Hidroeléctrica | Hidroeléctrica | 0 | 0 | 0 | 0 | 1.9 | 0 | 0 | 0 | 0 | 0 | 0 | 0 | EIA-860, EIA-860M and EIA-923 | 201603
Estados Unidos | Sandstone Rapids | Wisconsin Public Service Corp |  | 45.2333 | -88.0678 | Town of Stephenson | Marinette | Wisconsin | 54114 | W9304 Sandstone Ln | 1.6 | 1.6 | Hidroeléctrica | Hidroeléctrica | 0 | 0 | 0 | 0 | 1.6 | 0 | 0 | 0 | 0 | 0 | 0 | 0 | EIA-860, EIA-860M and EIA-923 | 201603
Estados Unidos | Tomahawk | Wisconsin Public Service Corp |  | 45.4411 | -89.7306 | Tomahawk | Lincoln | Wisconsin | 54487 | W6080 Pride Pond Rd | 2.4 | 2.4 | Hidroeléctrica | Hidroeléctrica | 0 | 0 | 0 | 0 | 2.4 | 0 | 0 | 0 | 0 | 0 | 0 | 0 | EIA-860, EIA-860M and EIA-923 | 201603
Estados Unidos | Wausau | Wisconsin Public Service Corp |  | 44.9575 | -89.6367 | Wausau | Marathon | Wisconsin | 54401 | 531 S First Av | 3.6 | 3.6 | Hidroeléctrica | Hidroeléctrica | 0 | 0 | 0 | 0 | 3.6 | 0 | 0 | 0 | 0 | 0 | 0 | 0 | EIA-860, EIA-860M and EIA-923 | 201603
Estados Unidos | Castle Rock | Wisconsin River Power Company |  | 43.8656 | -89.9514 | Adams | Adams | Wisconsin | 53910 | 1976 Edgewood Avenue | 16 | 16 | Hidroeléctrica | Hidroeléctrica | 0 | 0 | 0 | 0 | 16 | 0 | 0 | 0 | 0 | 0 | 0 | 0 | EIA-860, EIA-860M and EIA-923 | 201603
Estados Unidos | Petenwell | Wisconsin River Power Company |  | 44.0572 | -90.0217 | Necedah | Juneau | Wisconsin | 54646 | N11397 18th Av | 20.4 | 20.4 | Hidroeléctrica | Hidroeléctrica | 0 | 0 | 0 | 0 | 20.4 | 0 | 0 | 0 | 0 | 0 | 0 | 0 | EIA-860, EIA-860M and EIA-923 | 201603
Estados Unidos | Little Chute | City of Kaukauna |  | 44.2799 | -88.2556 | Combined Locks | Outagamie | Wisconsin | 54113 | (Behind) 100 Prospect St. | 3.3 | 3.3 | Hidroeléctrica | Hidroeléctrica | 0 | 0 | 0 | 0 | 3.3 | 0 | 0 | 0 | 0 | 0 | 0 | 0 | EIA-860, EIA-860M and EIA-923 | 201603
Estados Unidos | New Badger | City of Kaukauna |  | 44.2772 | -88.2678 | Kaukauna | Outagamie | Wisconsin | 54130 | 107 Maple St | 8 | 8 | Hidroeléctrica | Hidroeléctrica | 0 | 0 | 0 | 0 | 8 | 0 | 0 | 0 | 0 | 0 | 0 | 0 | EIA-860, EIA-860M and EIA-923 | 201603
Estados Unidos | Rapide Croche | City of Kaukauna |  | 44.3164 | -88.3147 | Kaukana | Outagamie | Wisconsin | 54130 | W214 Cty ZZ | 2.4 | 2.4 | Hidroeléctrica | Hidroeléctrica | 0 | 0 | 0 | 0 | 2.4 | 0 | 0 | 0 | 0 | 0 | 0 | 0 | EIA-860, EIA-860M and EIA-923 | 201603
Estados Unidos | Manitowoc | Manitowoc Public Utilities |  | 44.082 | -87.6558 | Manitowoc | Manitowoc | Wisconsin | 54221 | 701 Columbus Street | 107.4 | 44 | Petróleo | Biomasa | 0 | 5 | 58.4 | 0 | 0 | 0 | 0 | 0 | 0 | 0 | 44 | 0 | EIA-860, EIA-860M and EIA-923 | 201603
Estados Unidos | Flambeau Hydroelectric Station | Dairyland Power Coop |  | 45.4918 | -91.0472 | Ladysmith | Rusk | Wisconsin | 54848 | N 5640 Dairyland Dam Road | 22.2 | 22.2 | Hidroeléctrica | Hidroeléctrica | 0 | 0 | 0 | 0 | 22.2 | 0 | 0 | 0 | 0 | 0 | 0 | 0 | EIA-860, EIA-860M and EIA-923 | 201603
Estados Unidos | E J Stoneman Station | DTE Stoneman LLC |  | 42.7083 | -90.9847 | Cassville | Grant | Wisconsin | 53806 | 716 Jack Oak Road | 50 | 50 | Biomasa | Biomasa | 0 | 0 | 0 | 0 | 0 | 0 | 0 | 0 | 0 | 0 | 50 | 0 | EIA-860, EIA-860M and EIA-923 | 201603
Estados Unidos | Fremont Canyon | U S Bureau of Reclamation |  | 42.4766 | -106.796 | Alcova | Natrona | Wyoming | 82620 | n/a | 66.8 | 66.8 | Hidroeléctrica | Hidroeléctrica | 0 | 0 | 0 | 0 | 66.8 | 0 | 0 | 0 | 0 | 0 | 0 | 0 | EIA-860, EIA-860M and EIA-923 | 201603
Estados Unidos | Glendo | U S Bureau of Reclamation |  | 42.4673 | -104.956 | Glendo | Platte | Wyoming | 82213 | n/a | 38 | 38 | Hidroeléctrica | Hidroeléctrica | 0 | 0 | 0 | 0 | 38 | 0 | 0 | 0 | 0 | 0 | 0 | 0 | EIA-860, EIA-860M and EIA-923 | 201603
Estados Unidos | Guernsey | U S Bureau of Reclamation |  | 42.2899 | -104.761 | Guernsey | Platte | Wyoming | 82214 | n/a | 6.4 | 6.4 | Hidroeléctrica | Hidroeléctrica | 0 | 0 | 0 | 0 | 6.4 | 0 | 0 | 0 | 0 | 0 | 0 | 0 | EIA-860, EIA-860M and EIA-923 | 201603
Estados Unidos | Kortes | U S Bureau of Reclamation |  | 42.1743 | -106.881 | Sinclair | Carbon | Wyoming | 82334 | n/a | 36.6 | 36.6 | Hidroeléctrica | Hidroeléctrica | 0 | 0 | 0 | 0 | 36.6 | 0 | 0 | 0 | 0 | 0 | 0 | 0 | EIA-860, EIA-860M and EIA-923 | 201603
Estados Unidos | Seminoe | U S Bureau of Reclamation |  | 42.1561 | -106.908 | Sinclair | Carbon | Wyoming | 82334 | n/a | 51.6 | 51.6 | Hidroeléctrica | Hidroeléctrica | 0 | 0 | 0 | 0 | 51.6 | 0 | 0 | 0 | 0 | 0 | 0 | 0 | EIA-860, EIA-860M and EIA-923 | 201603
Estados Unidos | Shoshone (WY) | U S Bureau of Reclamation |  | 44.5029 | -109.181 | Cody | Park | Wyoming | 82414 | n/a | 3 | 3 | Hidroeléctrica | Hidroeléctrica | 0 | 0 | 0 | 0 | 3 | 0 | 0 | 0 | 0 | 0 | 0 | 0 | EIA-860, EIA-860M and EIA-923 | 201603
Estados Unidos | Fontenelle | U S Bureau of Reclamation |  | 42.027 | -110.064 | Le Barge | Lincoln | Wyoming | 83101 | n/a | 11.2 | 11.2 | Hidroeléctrica | Hidroeléctrica | 0 | 0 | 0 | 0 | 11.2 | 0 | 0 | 0 | 0 | 0 | 0 | 0 | EIA-860, EIA-860M and EIA-923 | 201603
Estados Unidos | Combined Locks | City of Kaukauna |  | 44.2735 | -88.3005 | Combined Locks | Outagamie | Wisconsin | 54113 | (Behind) 540 Prospect Ave | 6.2 | 6.2 | Hidroeléctrica | Hidroeléctrica | 0 | 0 | 0 | 0 | 6.2 | 0 | 0 | 0 | 0 | 0 | 0 | 0 | EIA-860, EIA-860M and EIA-923 | 201603
Estados Unidos | Island Park | Fall River Rural Elec Coop Inc |  | 44.4183 | -111.396 | Island Park | Fremont | Idaho | 83421 | 3800 E. & 3700 N. Island Park | 4.8 | 4.8 | Hidroeléctrica | Hidroeléctrica | 0 | 0 | 0 | 0 | 4.8 | 0 | 0 | 0 | 0 | 0 | 0 | 0 | EIA-860, EIA-860M and EIA-923 | 201603
Estados Unidos | PHP 1 | Portland General Electric Co |  | 45.4817 | -122.083 | Sandy | Multnomah | Oregon | 97055 | 10.5m NE of Sandy | 24 | 24 | Hidroeléctrica | Hidroeléctrica | 0 | 0 | 0 | 0 | 24 | 0 | 0 | 0 | 0 | 0 | 0 | 0 | EIA-860, EIA-860M and EIA-923 | 201603
Estados Unidos | PHP 2 | Portland General Electric Co |  | 45.449 | -122.151 | Sandy | Clackamas | Oregon | 97055 | 6.5m NE of Sandy | 13.5 | 13.5 | Hidroeléctrica | Hidroeléctrica | 0 | 0 | 0 | 0 | 13.5 | 0 | 0 | 0 | 0 | 0 | 0 | 0 | EIA-860, EIA-860M and EIA-923 | 201603
Estados Unidos | Greenup Hydro | City of Hamilton - (OH) |  | 38.6472 | -82.8594 | Franklin Furnace | Scioto | Ohio | 45629 | 3263 Kenyon Road | 70.2 | 70.2 | Hidroeléctrica | Hidroeléctrica | 0 | 0 | 0 | 0 | 70.2 | 0 | 0 | 0 | 0 | 0 | 0 | 0 | EIA-860, EIA-860M and EIA-923 | 201603
Estados Unidos | Echo Dam | City of Bountiful |  | 40.9648 | -111.434 | Echo | Summit | Utah | 84024 | 3705 North Echo Dam Road | 4.4 | 4.4 | Hidroeléctrica | Hidroeléctrica | 0 | 0 | 0 | 0 | 4.4 | 0 | 0 | 0 | 0 | 0 | 0 | 0 | EIA-860, EIA-860M and EIA-923 | 201603
Estados Unidos | Racine | AEP Generation Resources Inc |  | 38.9153 | -81.9081 | Racine | Meigs | Ohio | 45771 | State Route 338 | 20 | 20 | Hidroeléctrica | Hidroeléctrica | 0 | 0 | 0 | 0 | 20 | 0 | 0 | 0 | 0 | 0 | 0 | 0 | EIA-860, EIA-860M and EIA-923 | 201603
Estados Unidos | Sherman | TransCanada Hydro Northeast Inc., |  | 42.7297 | -72.9303 | Rowe | Franklin | Massachusetts | 01367 | River Road | 6.1 | 6.1 | Hidroeléctrica | Hidroeléctrica | 0 | 0 | 0 | 0 | 6.1 | 0 | 0 | 0 | 0 | 0 | 0 | 0 | EIA-860, EIA-860M and EIA-923 | 201603
Estados Unidos | Deerfield 2 | TransCanada Hydro Northeast Inc., |  | 42.5731 | -72.7073 | Conway | Franklin | Massachusetts | 01341 | Conway Road | 6.6 | 6.6 | Hidroeléctrica | Hidroeléctrica | 0 | 0 | 0 | 0 | 6.6 | 0 | 0 | 0 | 0 | 0 | 0 | 0 | EIA-860, EIA-860M and EIA-923 | 201603
Estados Unidos | Deerfield 3 | TransCanada Hydro Northeast Inc., |  | 42.5995 | -72.7335 | Buckland | Franklin | Massachusetts | 01338 | Conway Road | 6 | 6 | Hidroeléctrica | Hidroeléctrica | 0 | 0 | 0 | 0 | 6 | 0 | 0 | 0 | 0 | 0 | 0 | 0 | EIA-860, EIA-860M and EIA-923 | 201603
Estados Unidos | Cornell | Northern States Power Co - Minnesota |  | 45.164 | -91.1574 | Cornell | Chippewa | Wisconsin | 54732 | PO Box 827, Hwy 64 | 19.9 | 19.9 | Hidroeléctrica | Hidroeléctrica | 0 | 0 | 0 | 0 | 19.9 | 0 | 0 | 0 | 0 | 0 | 0 | 0 | EIA-860, EIA-860M and EIA-923 | 201603
Estados Unidos | Wallace Dam | Georgia Power Co |  | 33.3498 | -83.1574 | Eatonton | Hancock | Georgia | 31024 | Highway 16 East | 328 | 328 | Bombeo hidráulico | Bombeo hidráulico | 0 | 0 | 0 | 0 | 114.8 | 213.2 | 0 | 0 | 0 | 0 | 0 | 0 | EIA-860, EIA-860M and EIA-923 | 201603
Estados Unidos | Helms Pumped Storage | Pacific Gas & Electric Co |  | 37.0293 | -118.968 | Shaver Lake | Fresno | California | 93664 | 67250 Helms Circle | 1212 | 1212 | Bombeo hidráulico | Bombeo hidráulico | 0 | 0 | 0 | 0 | 0 | 1212 | 0 | 0 | 0 | 0 | 0 | 0 | EIA-860, EIA-860M and EIA-923 | 201603
Estados Unidos | Deerfield 4 | TransCanada Hydro Northeast Inc., |  | 42.6198 | -72.7376 | Buckland | Franklin | Massachusetts | 01338 | Creamery Avenue | 6 | 6 | Hidroeléctrica | Hidroeléctrica | 0 | 0 | 0 | 0 | 6 | 0 | 0 | 0 | 0 | 0 | 0 | 0 | EIA-860, EIA-860M and EIA-923 | 201603
Estados Unidos | Fairfield Pumped Storage | South Carolina Electric&Gas Company |  | 34.3061 | -81.3308 | Jenkinsville | Fairfield | South Carolina | 29065 | Bradham Boulevard off Hwy 215 | 576 | 576 | Bombeo hidráulico | Bombeo hidráulico | 0 | 0 | 0 | 0 | 0 | 576 | 0 | 0 | 0 | 0 | 0 | 0 | EIA-860, EIA-860M and EIA-923 | 201603
Estados Unidos | Amistad Dam & Power | International Bound & Wtr Comm |  | 29.4498 | -101.06 | Del Rio | Val Verde | Texas | 78840 | 670 Texas Spur 349 | 58 | 58 | Hidroeléctrica | Hidroeléctrica | 0 | 0 | 0 | 0 | 58 | 0 | 0 | 0 | 0 | 0 | 0 | 0 | EIA-860, EIA-860M and EIA-923 | 201603
Estados Unidos | Carters | USCE-Mobile District |  | 34.6121 | -84.6733 | Chatsworth | Murray | Georgia | 30705 | 975 Powerhouse Road | 572 | 572 | Bombeo hidráulico | Hidroeléctrica | 0 | 0 | 0 | 0 | 286 | 286 | 0 | 0 | 0 | 0 | 0 | 0 | EIA-860, EIA-860M and EIA-923 | 201603
Estados Unidos | Jones Bluff | USCE-Mobile District |  | 32.3242 | -86.7843 | Selma | Autauga | Alabama | 36703 | 1170 County Road 15 South | 82 | 82 | Hidroeléctrica | Hidroeléctrica | 0 | 0 | 0 | 0 | 82 | 0 | 0 | 0 | 0 | 0 | 0 | 0 | EIA-860, EIA-860M and EIA-923 | 201603
Estados Unidos | Richard B Russell | USCE-Savannah District |  | 34.0256 | -82.5953 | Elberton | Elbert | Georgia | 30635 | 4144 Russell Dam Drive | 664 | 664 | Hidroeléctrica | Hidroeléctrica | 0 | 0 | 0 | 0 | 336 | 328 | 0 | 0 | 0 | 0 | 0 | 0 | EIA-860, EIA-860M and EIA-923 | 201603
Estados Unidos | West Point (GA) | USCE-Mobile District |  | 32.9187 | -85.1887 | West Point | Troup | Georgia | 31833 | 500 Resource Management Drive | 87 | 87 | Hidroeléctrica | Hidroeléctrica | 0 | 0 | 0 | 0 | 87 | 0 | 0 | 0 | 0 | 0 | 0 | 0 | EIA-860, EIA-860M and EIA-923 | 201603
Estados Unidos | Clarence Cannon | USCE-St Louis District |  | 39.5248 | -91.644 | Monroe City | Ralls | Missouri | 63456 | 20642 Highway J | 58 | 58 | Bombeo hidráulico | Bombeo hidráulico | 0 | 0 | 0 | 0 | 27 | 31 | 0 | 0 | 0 | 0 | 0 | 0 | EIA-860, EIA-860M and EIA-923 | 201603
Estados Unidos | Harry Truman | USCE-Kansas City District |  | 38.2623 | -93.4062 | Warsaw | Benton | Missouri | 65355 | 29564 Powerhouse Road | 186 | 186 | Bombeo hidráulico | Bombeo hidráulico | 0 | 0 | 0 | 0 | 0 | 186 | 0 | 0 | 0 | 0 | 0 | 0 | EIA-860, EIA-860M and EIA-923 | 201603
Estados Unidos | Ozark | USCE-Little Rock District |  | 35.4693 | -93.8175 | OZARK | Franklin | Arkansas | 72949 | PO BOX 507 | 115 | 115 | Hidroeléctrica | Hidroeléctrica | 0 | 0 | 0 | 0 | 115 | 0 | 0 | 0 | 0 | 0 | 0 | 0 | EIA-860, EIA-860M and EIA-923 | 201603
Estados Unidos | Raccoon Mountain | Tennessee Valley Authority |  | 35.0558 | -85.3879 | Chattanooga | Hamilton | Tennessee | 37419 | Cummings Highway | 1616.3 | 1616.3 | Bombeo hidráulico | Bombeo hidráulico | 0 | 0 | 0 | 0 | 0 | 1616.3 | 0 | 0 | 0 | 0 | 0 | 0 | EIA-860, EIA-860M and EIA-923 | 201603
Estados Unidos | New Melones | U S Bureau of Reclamation |  | 37.9469 | -120.528 | Jamestown | Tuolumne | California | 95376 | n/a | 382 | 382 | Hidroeléctrica | Hidroeléctrica | 0 | 0 | 0 | 0 | 382 | 0 | 0 | 0 | 0 | 0 | 0 | 0 | EIA-860, EIA-860M and EIA-923 | 201603
Estados Unidos | Crystal | U S Bureau of Reclamation |  | 38.5106 | -107.625 | Montrose | Montrose | Colorado | 81401 | n/a | 35 | 35 | Hidroeléctrica | Hidroeléctrica | 0 | 0 | 0 | 0 | 35 | 0 | 0 | 0 | 0 | 0 | 0 | 0 | EIA-860, EIA-860M and EIA-923 | 201603
Estados Unidos | Grand Coulee | U S Bureau of Reclamation |  | 47.9575 | -118.977 | Grand Coulee | Grant | Washington | 99133 | n/a | 7079 | 7079 | Hidroeléctrica | Hidroeléctrica | 0 | 0 | 0 | 0 | 6765 | 314 | 0 | 0 | 0 | 0 | 0 | 0 | EIA-860, EIA-860M and EIA-923 | 201603
Estados Unidos | Bath County | Virginia Electric & Power Co |  | 38.2089 | -79.8 | Warm Springs | Bath | Virginia | 24484 | 316 Power Station Road | 3003 | 3003 | Bombeo hidráulico | Bombeo hidráulico | 0 | 0 | 0 | 0 | 0 | 3003 | 0 | 0 | 0 | 0 | 0 | 0 | EIA-860, EIA-860M and EIA-923 | 201603
Estados Unidos | North Anna | Virginia Electric & Power Co |  | 38.06 | -77.7897 | Mineral | Louisa | Virginia | 23117 | P.O. Box 402, End of Rt. 700 | 1893 | 1 | Nuclear | Hidroeléctrica | 0 | 0 | 0 | 0 | 1 | 0 | 1892 | 0 | 0 | 0 | 0 | 0 | EIA-860, EIA-860M and EIA-923 | 201603
Estados Unidos | Laurel Dam | USCE-Nashville District |  | 36.9614 | -84.27 | London | Laurel | Kentucky | 40744 | 2060 Power Plant Road | 61 | 61 | Hidroeléctrica | Hidroeléctrica | 0 | 0 | 0 | 0 | 61 | 0 | 0 | 0 | 0 | 0 | 0 | 0 | EIA-860, EIA-860M and EIA-923 | 201603
Estados Unidos | Libby | USACE Northwestern Division |  | 48.4098 | -115.314 | Libby | Lincoln | Montana | 59923 | 17115 Highway No. 37 | 525 | 525 | Hidroeléctrica | Hidroeléctrica | 0 | 0 | 0 | 0 | 525 | 0 | 0 | 0 | 0 | 0 | 0 | 0 | EIA-860, EIA-860M and EIA-923 | 201603
Estados Unidos | Lost Creek | USACE Northwestern Division |  | 42.6717 | -122.677 | Trail | Jackson | Oregon | 97541 | 100 Cole M. Rivers Drive | 49 | 49 | Hidroeléctrica | Hidroeléctrica | 0 | 0 | 0 | 0 | 49 | 0 | 0 | 0 | 0 | 0 | 0 | 0 | EIA-860, EIA-860M and EIA-923 | 201603
Estados Unidos | Lower Granite | USACE Northwestern Division |  | 46.6595 | -117.429 | Pomeroy | Whitman | Washington | 99347 | 885 Almota Ferry Road | 810 | 810 | Hidroeléctrica | Hidroeléctrica | 0 | 0 | 0 | 0 | 810 | 0 | 0 | 0 | 0 | 0 | 0 | 0 | EIA-860, EIA-860M and EIA-923 | 201603
Estados Unidos | Harris Dam | Alabama Power Co |  | 33.2583 | -85.6161 | Lineville | Randolph | Alabama | 36266 | 2671 County Road 100 | 132 | 132 | Hidroeléctrica | Hidroeléctrica | 0 | 0 | 0 | 0 | 132 | 0 | 0 | 0 | 0 | 0 | 0 | 0 | EIA-860, EIA-860M and EIA-923 | 201603
Estados Unidos | Rocky Mountain Hydroelectric Plant | Oglethorpe Power Corporation |  | 34.3555 | -85.3039 | Rome | Floyd | Georgia | 30165 | 4050 Big Texas Valley Rd | 1035 | 1035 | Bombeo hidráulico | Bombeo hidráulico | 0 | 0 | 0 | 0 | 0 | 1035 | 0 | 0 | 0 | 0 | 0 | 0 | EIA-860, EIA-860M and EIA-923 | 201603
Estados Unidos | W E Warne | California Dept. of Water Resources |  | 34.6853 | -118.788 | Gorman | Los Angeles | California | 93243 | 3 MI. E. of Smokey Bear Rd. | 76 | 76 | Hidroeléctrica | Hidroeléctrica | 0 | 0 | 0 | 0 | 76 | 0 | 0 | 0 | 0 | 0 | 0 | 0 | EIA-860, EIA-860M and EIA-923 | 201603
Estados Unidos | Rock Island | PUD No 1 of Chelan County |  | 47.3461 | -120.092 | Wenatchee | Chelan | Washington | 98801 | Rock Island Dam | 503.2 | 503.2 | Hidroeléctrica | Hidroeléctrica | 0 | 0 | 0 | 0 | 503.2 | 0 | 0 | 0 | 0 | 0 | 0 | 0 | EIA-860, EIA-860M and EIA-923 | 201603
Estados Unidos | Ross | City of Seattle - (WA) |  | 48.7326 | -121.068 | Rockport | Whatcom | Washington | 98283 | 500 Newhalem Street | 378 | 378 | Hidroeléctrica | Hidroeléctrica | 0 | 0 | 0 | 0 | 378 | 0 | 0 | 0 | 0 | 0 | 0 | 0 | EIA-860, EIA-860M and EIA-923 | 201603
Estados Unidos | Tacoma | Public Service Co of Colorado |  | 37.5237 | -107.783 | Durango | La Plata | Colorado | 81301 | #240 Electra Lake East | 4.6 | 4.6 | Hidroeléctrica | Hidroeléctrica | 0 | 0 | 0 | 0 | 4.6 | 0 | 0 | 0 | 0 | 0 | 0 | 0 | EIA-860, EIA-860M and EIA-923 | 201603
Estados Unidos | Ames Hydro | Public Service Co of Colorado |  | 37.866 | -107.883 | Ophir | San Miguel | Colorado | 81426 | 650 Ames Rd. | 3.8 | 3.8 | Hidroeléctrica | Hidroeléctrica | 0 | 0 | 0 | 0 | 3.8 | 0 | 0 | 0 | 0 | 0 | 0 | 0 | EIA-860, EIA-860M and EIA-923 | 201603
Estados Unidos | Mount Elbert | U S Bureau of Reclamation |  | 39.0942 | -106.352 | Twin Lakes | Lake | Colorado | 80461 | n/a | 230 | 230 | Bombeo hidráulico | Bombeo hidráulico | 0 | 0 | 0 | 0 | 0 | 230 | 0 | 0 | 0 | 0 | 0 | 0 | EIA-860, EIA-860M and EIA-923 | 201603
Estados Unidos | Apple River | Northern States Power Co - Minnesota |  | 45.1576 | -92.7162 | Somerset | St Croix | Wisconsin | 54025 | 2040 Cty Rd 1 | 1.4 | 1.4 | Hidroeléctrica | Hidroeléctrica | 0 | 0 | 0 | 0 | 1.4 | 0 | 0 | 0 | 0 | 0 | 0 | 0 | EIA-860, EIA-860M and EIA-923 | 201603
Estados Unidos | Swift 2 | PacifiCorp |  | 46.0594 | -122.259 | Cougar | Cowlitz | Washington | 98616 | Hwy 503, 2 Mi E of Cougar | 65 | 65 | Hidroeléctrica | Hidroeléctrica | 0 | 0 | 0 | 0 | 65 | 0 | 0 | 0 | 0 | 0 | 0 | 0 | EIA-860, EIA-860M and EIA-923 | 201603
Estados Unidos | Ozark Beach | Empire District Electric Co |  | 36.659 | -93.1235 | Forsyth | Taney | Missouri | 65653 | 3292 State Hwy Y | 16 | 16 | Hidroeléctrica | Hidroeléctrica | 0 | 0 | 0 | 0 | 16 | 0 | 0 | 0 | 0 | 0 | 0 | 0 | EIA-860, EIA-860M and EIA-923 | 201603
Estados Unidos | Cooper Lake | Chugach Electric Assn Inc |  | 60.3923 | -149.666 | Cooper Landing | Kenai Peninsula | Alaska | 99572 | Mile 12 Snug Harbor Road | 19.4 | 19.4 | Hidroeléctrica | Hidroeléctrica | 0 | 0 | 0 | 0 | 19.4 | 0 | 0 | 0 | 0 | 0 | 0 | 0 | EIA-860, EIA-860M and EIA-923 | 201603
Estados Unidos | Purple Lake | Metlakatla Power & Light |  | 55.0913 | -131.545 | Metlakatla | Prince of Wales Ketchikan | Alaska | 99926 | Hatchery Road | 3.9 | 3.9 | Hidroeléctrica | Hidroeléctrica | 0 | 0 | 0 | 0 | 3.9 | 0 | 0 | 0 | 0 | 0 | 0 | 0 | EIA-860, EIA-860M and EIA-923 | 201603
Estados Unidos | Kotzebue | Kotzebue Electric Assn Inc |  | 66.8378 | -162.557 | Kotzebue | Northwest Arctic | Alaska | 99752 | 245 4th Street | 15 | 4.5 | Petróleo | Eólica | 0 | 0 | 10.5 | 0 | 0 | 0 | 0 | 0 | 4.5 | 0 | 0 | 0 | EIA-860, EIA-860M and EIA-923 | 201603
Estados Unidos | Felt | Fall River Rural Elec Coop Inc |  | 43.9135 | -111.283 | Felt | Teton | Idaho | 83424 | 1300 N. | 6.9 | 6.9 | Hidroeléctrica | Hidroeléctrica | 0 | 0 | 0 | 0 | 6.9 | 0 | 0 | 0 | 0 | 0 | 0 | 0 | EIA-860, EIA-860M and EIA-923 | 201603
Estados Unidos | Dwight | NAEA Energy Massachusetts LLC |  | 42.1495 | -72.6109 | Chicopee | Hampden | Massachusetts | 01020 | 165 Front St | 1.3 | 1.3 | Hidroeléctrica | Hidroeléctrica | 0 | 0 | 0 | 0 | 1.3 | 0 | 0 | 0 | 0 | 0 | 0 | 0 | EIA-860, EIA-860M and EIA-923 | 201603
Estados Unidos | Indian Orchard | NAEA Energy Massachusetts LLC |  | 42.161 | -72.5076 | Indian Orchard | Hampden | Massachusetts | 01151 | 34-40 Front St | 3.7 | 3.7 | Hidroeléctrica | Hidroeléctrica | 0 | 0 | 0 | 0 | 3.7 | 0 | 0 | 0 | 0 | 0 | 0 | 0 | EIA-860, EIA-860M and EIA-923 | 201603
Estados Unidos | Turners Falls | FirstLight Power Resources, Inc. - MA |  | 42.608 | -72.5615 | Montague | Franklin | Massachusetts | 01376 | I Street | 6.4 | 6.4 | Hidroeléctrica | Hidroeléctrica | 0 | 0 | 0 | 0 | 6.4 | 0 | 0 | 0 | 0 | 0 | 0 | 0 | EIA-860, EIA-860M and EIA-923 | 201603
Estados Unidos | Strawberry Creek | Lower Valley Energy Inc |  | 42.9051 | -110.893 | Bedford | Lincoln | Wyoming | 83112 | 5698 Strawberry Creek Rd | 1.5 | 1.5 | Hidroeléctrica | Hidroeléctrica | 0 | 0 | 0 | 0 | 1.5 | 0 | 0 | 0 | 0 | 0 | 0 | 0 | EIA-860, EIA-860M and EIA-923 | 201603
Estados Unidos | Swift Creek | Lower Valley Energy Inc |  | 42.7284 | -110.917 | Afton | Lincoln | Wyoming | 83110 | 2nd and Monroe St | 1.7 | 1.7 | Hidroeléctrica | Hidroeléctrica | 0 | 0 | 0 | 0 | 1.7 | 0 | 0 | 0 | 0 | 0 | 0 | 0 | EIA-860, EIA-860M and EIA-923 | 201603
Estados Unidos | Anderson Ranch | U S Bureau of Reclamation |  | 43.3571 | -115.452 | Mountain Home | Elmore | Idaho | 83647 | n/a | 40 | 40 | Hidroeléctrica | Hidroeléctrica | 0 | 0 | 0 | 0 | 40 | 0 | 0 | 0 | 0 | 0 | 0 | 0 | EIA-860, EIA-860M and EIA-923 | 201603
Estados Unidos | Black Canyon | U S Bureau of Reclamation |  | 43.9305 | -116.437 | Emmet | Gem | Idaho | 83617 | n/a | 10.2 | 10.2 | Hidroeléctrica | Hidroeléctrica | 0 | 0 | 0 | 0 | 10.2 | 0 | 0 | 0 | 0 | 0 | 0 | 0 | EIA-860, EIA-860M and EIA-923 | 201603
Estados Unidos | Boise R Diversion | U S Bureau of Reclamation |  | 43.5377 | -116.094 | Boise | Ada | Idaho | 83706 | n/a | 3.3 | 3.3 | Hidroeléctrica | Hidroeléctrica | 0 | 0 | 0 | 0 | 3.3 | 0 | 0 | 0 | 0 | 0 | 0 | 0 | EIA-860, EIA-860M and EIA-923 | 201603
Estados Unidos | Minidoka | U S Bureau of Reclamation |  | 42.6699 | -113.483 | Rupert | Minidoka | Idaho | 83350 | n/a | 27.7 | 27.7 | Hidroeléctrica | Hidroeléctrica | 0 | 0 | 0 | 0 | 27.7 | 0 | 0 | 0 | 0 | 0 | 0 | 0 | EIA-860, EIA-860M and EIA-923 | 201603
Estados Unidos | Canyon Ferry | U S Bureau of Reclamation |  | 46.649 | -111.728 | Helena | Lewis and Clark | Montana | 59601 | n/a | 57.6 | 57.6 | Hidroeléctrica | Hidroeléctrica | 0 | 0 | 0 | 0 | 57.6 | 0 | 0 | 0 | 0 | 0 | 0 | 0 | EIA-860, EIA-860M and EIA-923 | 201603
Estados Unidos | Elephant Butte | U S Bureau of Reclamation |  | 33.1534 | -107.192 | Truth or Consequence | Sierra | New Mexico | 87901 | n/a | 27.9 | 27.9 | Hidroeléctrica | Hidroeléctrica | 0 | 0 | 0 | 0 | 27.9 | 0 | 0 | 0 | 0 | 0 | 0 | 0 | EIA-860, EIA-860M and EIA-923 | 201603
Estados Unidos | Green Springs | U S Bureau of Reclamation |  | 42.1212 | -122.548 | Columbia Falls | Jackson | Oregon | 97520 | n/a | 17.2 | 17.2 | Hidroeléctrica | Hidroeléctrica | 0 | 0 | 0 | 0 | 17.2 | 0 | 0 | 0 | 0 | 0 | 0 | 0 | EIA-860, EIA-860M and EIA-923 | 201603
Estados Unidos | Deer Creek (UT) | U S Bureau of Reclamation |  | 40.4044 | -111.528 | Heber | Wasatch | Utah | 84601 | n/a | 5.4 | 5.4 | Hidroeléctrica | Hidroeléctrica | 0 | 0 | 0 | 0 | 5.4 | 0 | 0 | 0 | 0 | 0 | 0 | 0 | EIA-860, EIA-860M and EIA-923 | 201603
Estados Unidos | Flaming Gorge | U S Bureau of Reclamation |  | 40.9146 | -109.422 | Dutch John | Daggett | Utah | 84023 | n/a | 151.8 | 151.8 | Hidroeléctrica | Hidroeléctrica | 0 | 0 | 0 | 0 | 151.8 | 0 | 0 | 0 | 0 | 0 | 0 | 0 | EIA-860, EIA-860M and EIA-923 | 201603
Estados Unidos | Chandler | U S Bureau of Reclamation |  | 46.2668 | -119.59 | Benton City | Benton | Washington | 99320 | n/a | 12 | 12 | Hidroeléctrica | Hidroeléctrica | 0 | 0 | 0 | 0 | 12 | 0 | 0 | 0 | 0 | 0 | 0 | 0 | EIA-860, EIA-860M and EIA-923 | 201603
Estados Unidos | Roza | U S Bureau of Reclamation |  | 46.6184 | -120.478 | Yakima | Yakima | Washington | 98901 | n/a | 12.9 | 12.9 | Hidroeléctrica | Hidroeléctrica | 0 | 0 | 0 | 0 | 12.9 | 0 | 0 | 0 | 0 | 0 | 0 | 0 | EIA-860, EIA-860M and EIA-923 | 201603
Estados Unidos | Heart Mountain | U S Bureau of Reclamation |  | 44.5138 | -109.13 | Cody | Park | Wyoming | 82414 | n/a | 5 | 5 | Hidroeléctrica | Hidroeléctrica | 0 | 0 | 0 | 0 | 5 | 0 | 0 | 0 | 0 | 0 | 0 | 0 | EIA-860, EIA-860M and EIA-923 | 201603
Estados Unidos | Alcova | U S Bureau of Reclamation |  | 42.5484 | -106.718 | Alcova | Natrona | Wyoming | 82620 | n/a | 41.4 | 41.4 | Hidroeléctrica | Hidroeléctrica | 0 | 0 | 0 | 0 | 41.4 | 0 | 0 | 0 | 0 | 0 | 0 | 0 | EIA-860, EIA-860M and EIA-923 | 201603
Estados Unidos | Falcon Dam & Power | International Bound & Wtr Comm |  | 26.5575 | -99.1642 | Falcon Heights | Starr | Texas | 78545 | PO Bx 1, FM 2098 Reservoir Rd | 30.5 | 30.5 | Hidroeléctrica | Hidroeléctrica | 0 | 0 | 0 | 0 | 30.5 | 0 | 0 | 0 | 0 | 0 | 0 | 0 | EIA-860, EIA-860M and EIA-923 | 201603
Estados Unidos | Sam Rayburn Dam | USACE-Fort Worth District |  | 31.0609 | -94.1062 | Jasper | Jasper | Texas | 75951 | Route 3 Box 486 | 52 | 52 | Hidroeléctrica | Hidroeléctrica | 0 | 0 | 0 | 0 | 52 | 0 | 0 | 0 | 0 | 0 | 0 | 0 | EIA-860, EIA-860M and EIA-923 | 201603
Estados Unidos | Whitney | USACE-Fort Worth District |  | 31.8694 | -97.3667 | Clifton | Bosque | Texas | 76634 | 285 County Road 3602 | 42 | 42 | Hidroeléctrica | Hidroeléctrica | 0 | 0 | 0 | 0 | 42 | 0 | 0 | 0 | 0 | 0 | 0 | 0 | EIA-860, EIA-860M and EIA-923 | 201603
Estados Unidos | Broken Bow Dam | USCE-Tulsa District |  | 34.1388 | -94.6845 | Broken Bow | McCurtain | Oklahoma | 74728 | PO Box 730 | 115 | 115 | Hidroeléctrica | Hidroeléctrica | 0 | 0 | 0 | 0 | 115 | 0 | 0 | 0 | 0 | 0 | 0 | 0 | EIA-860, EIA-860M and EIA-923 | 201603
Estados Unidos | Denison | USCE-Tulsa District |  | 33.8181 | -96.5692 | Denison | Grayson | Texas | 75020 | 351 Corps Rd | 80 | 80 | Hidroeléctrica | Hidroeléctrica | 0 | 0 | 0 | 0 | 80 | 0 | 0 | 0 | 0 | 0 | 0 | 0 | EIA-860, EIA-860M and EIA-923 | 201603
Estados Unidos | Center Hill | USCE-Nashville District |  | 36.0972 | -85.8274 | Lancaster | DeKalb | Tennessee | 38569 | 270 Lancaster Road | 156 | 156 | Hidroeléctrica | Hidroeléctrica | 0 | 0 | 0 | 0 | 156 | 0 | 0 | 0 | 0 | 0 | 0 | 0 | EIA-860, EIA-860M and EIA-923 | 201603
Estados Unidos | Cheatham | USCE-Nashville District |  | 36.3208 | -87.2219 | Ashland City | Dickson | Tennessee | 37036 | 2250 Cheatham Dam Road | 41.4 | 41.4 | Hidroeléctrica | Hidroeléctrica | 0 | 0 | 0 | 0 | 41.4 | 0 | 0 | 0 | 0 | 0 | 0 | 0 | EIA-860, EIA-860M and EIA-923 | 201603
Estados Unidos | Eufaula Dam | USCE-Tulsa District |  | 35.3069 | -95.3572 | Porum | Haskell | Oklahoma | 74455 | Route 2, Box 9500 | 103.5 | 103.5 | Hidroeléctrica | Hidroeléctrica | 0 | 0 | 0 | 0 | 103.5 | 0 | 0 | 0 | 0 | 0 | 0 | 0 | EIA-860, EIA-860M and EIA-923 | 201603
Estados Unidos | Lemolo 2 | PacifiCorp |  | 43.2806 | -122.402 | Toketee Falls | Douglas | Oregon | 97447 | Nfd 34 Road | 38.5 | 38.5 | Hidroeléctrica | Hidroeléctrica | 0 | 0 | 0 | 0 | 38.5 | 0 | 0 | 0 | 0 | 0 | 0 | 0 | EIA-860, EIA-860M and EIA-923 | 201603
Estados Unidos | Madison Dam | NorthWestern Energy |  | 45.4879 | -111.634 | Ennis | Madison | Montana | 59729 | 950 Ennis Lake Road | 8 | 8 | Hidroeléctrica | Hidroeléctrica | 0 | 0 | 0 | 0 | 8 | 0 | 0 | 0 | 0 | 0 | 0 | 0 | EIA-860, EIA-860M and EIA-923 | 201603
Estados Unidos | Chelan | PUD No 1 of Chelan County |  | 47.8347 | -120.013 | Wenatchee | Chelan | Washington | 98801 | Chelan Hydro | 62.1 | 62.1 | Hidroeléctrica | Hidroeléctrica | 0 | 0 | 0 | 0 | 62.1 | 0 | 0 | 0 | 0 | 0 | 0 | 0 | EIA-860, EIA-860M and EIA-923 | 201603
Estados Unidos | Cedar Falls (WA) | City of Seattle - (WA) |  | 47.4193 | -121.782 | North Bend | King | Washington | 98045 | 20030 Cedar Falls Road S.E. | 30 | 30 | Hidroeléctrica | Hidroeléctrica | 0 | 0 | 0 | 0 | 30 | 0 | 0 | 0 | 0 | 0 | 0 | 0 | EIA-860, EIA-860M and EIA-923 | 201603
Estados Unidos | Gorge | City of Seattle - (WA) |  | 48.6981 | -121.209 | Rockport | Whatcom | Washington | 98283 | 500 Newhalem Street | 176 | 176 | Hidroeléctrica | Hidroeléctrica | 0 | 0 | 0 | 0 | 176 | 0 | 0 | 0 | 0 | 0 | 0 | 0 | EIA-860, EIA-860M and EIA-923 | 201603
Estados Unidos | Diablo | City of Seattle - (WA) |  | 48.7139 | -121.132 | Rockport | Whatcom | Washington | 98283 | 500 Newhalem Street | 168.4 | 168.4 | Hidroeléctrica | Hidroeléctrica | 0 | 0 | 0 | 0 | 168.4 | 0 | 0 | 0 | 0 | 0 | 0 | 0 | EIA-860, EIA-860M and EIA-923 | 201603
Estados Unidos | Boundary | City of Seattle - (WA) |  | 48.9871 | -117.348 | Metaline Falls | Pend Oreille | Washington | 99153 | P.O. Box 219 | 1071.8 | 1071.8 | Hidroeléctrica | Hidroeléctrica | 0 | 0 | 0 | 0 | 1071.8 | 0 | 0 | 0 | 0 | 0 | 0 | 0 | EIA-860, EIA-860M and EIA-923 | 201603
Estados Unidos | Queens Creek | Duke Energy Carolinas, LLC |  | 35.2713 | -83.676 | Topton | Macon | North Carolina | 28781 | 27656 Wayah Road | 1.4 | 1.4 | Hidroeléctrica | Hidroeléctrica | 0 | 0 | 0 | 0 | 1.4 | 0 | 0 | 0 | 0 | 0 | 0 | 0 | EIA-860, EIA-860M and EIA-923 | 201603
Estados Unidos | Wilson Dam | Tennessee Valley Authority |  | 34.7978 | -87.6254 | Muscle Shoals | Lauderdale | Alabama | 35662 | TVA Reservation Road | 667.5 | 667.5 | Hidroeléctrica | Hidroeléctrica | 0 | 0 | 0 | 0 | 667.5 | 0 | 0 | 0 | 0 | 0 | 0 | 0 | EIA-860, EIA-860M and EIA-923 | 201603
Estados Unidos | Azusa | City of Pasadena - (CA) |  | 34.1548 | -117.909 | Azusa | Los Angeles | California | 91702 | 1850 N San Gabriel Canyon Rd | 2 | 2 | Hidroeléctrica | Hidroeléctrica | 0 | 0 | 0 | 0 | 2 | 0 | 0 | 0 | 0 | 0 | 0 | 0 | EIA-860, EIA-860M and EIA-923 | 201603
Estados Unidos | Proctor | Green Mountain Power Corp |  | 43.6628 | -73.034 | Proctor | Rutland | Vermont | 05765 | 61 Main Street | 6.5 | 6.5 | Hidroeléctrica | Hidroeléctrica | 0 | 0 | 0 | 0 | 6.5 | 0 | 0 | 0 | 0 | 0 | 0 | 0 | EIA-860, EIA-860M and EIA-923 | 201603
Estados Unidos | Beldens | Green Mountain Power Corp |  | 44.0525 | -73.1762 | New Haven | Addison | Vermont | 05472 | 402 Belden Road | 4.4 | 4.4 | Hidroeléctrica | Hidroeléctrica | 0 | 0 | 0 | 0 | 4.4 | 0 | 0 | 0 | 0 | 0 | 0 | 0 | EIA-860, EIA-860M and EIA-923 | 201603
Estados Unidos | Carver Falls | Green Mountain Power Corp |  | 43.6262 | -73.3073 | Hampton | Washington | New York | 12887 | 1491 Carvers Falls Lane | 1.9 | 1.9 | Hidroeléctrica | Hidroeléctrica | 0 | 0 | 0 | 0 | 1.9 | 0 | 0 | 0 | 0 | 0 | 0 | 0 | EIA-860, EIA-860M and EIA-923 | 201603
Estados Unidos | Big Fork | PacifiCorp |  | 48.0592 | -114.071 | Big Fork | Flathead | Montana | 59911 | Hwy 35 & Hwy 209 | 4.6 | 4.6 | Hidroeléctrica | Hidroeléctrica | 0 | 0 | 0 | 0 | 4.6 | 0 | 0 | 0 | 0 | 0 | 0 | 0 | EIA-860, EIA-860M and EIA-923 | 201603
Estados Unidos | Gorge 18 | Green Mountain Power Corp |  | 44.49 | -73.1693 | South Burlington | Chittenden | Vermont | 05403 | 30 Berard Drive | 3 | 3 | Hidroeléctrica | Hidroeléctrica | 0 | 0 | 0 | 0 | 3 | 0 | 0 | 0 | 0 | 0 | 0 | 0 | EIA-860, EIA-860M and EIA-923 | 201603
Estados Unidos | San Francisquito 1 | Los Angeles Department of Water & Power |  | 34.5902 | -118.455 | Saugus | Los Angeles | California | 91390 | 37000 Clearcreek Rd. | 76 | 76 | Hidroeléctrica | Hidroeléctrica | 0 | 0 | 0 | 0 | 76 | 0 | 0 | 0 | 0 | 0 | 0 | 0 | EIA-860, EIA-860M and EIA-923 | 201603
Estados Unidos | San Francisquito 2 | Los Angeles Department of Water & Power |  | 34.5343 | -118.525 | Saugus | Los Angeles | California | 91390 | 32400 San Francisquito Cyn Rd. | 46.5 | 46.5 | Hidroeléctrica | Hidroeléctrica | 0 | 0 | 0 | 0 | 46.5 | 0 | 0 | 0 | 0 | 0 | 0 | 0 | EIA-860, EIA-860M and EIA-923 | 201603
Estados Unidos | Mcindoes | TransCanada Hydro Northeast Inc., |  | 44.2603 | -72.0592 | Monroe | Grafton | Vermont | 03771 | Route 5 | 10.2 | 10.2 | Hidroeléctrica | Hidroeléctrica | 0 | 0 | 0 | 0 | 10.2 | 0 | 0 | 0 | 0 | 0 | 0 | 0 | EIA-860, EIA-860M and EIA-923 | 201603
Estados Unidos | Bend | PacifiCorp |  | 44.0623 | -121.313 | Bend | Deschutes | Oregon | 97701 | NW Bond St & NW Wall St | 1 | 1 | Hidroeléctrica | Hidroeléctrica | 0 | 0 | 0 | 0 | 1 | 0 | 0 | 0 | 0 | 0 | 0 | 0 | EIA-860, EIA-860M and EIA-923 | 201603
Estados Unidos | Mill C | New York State Elec & Gas Corp |  | 44.6967 | -73.6122 | Town of Plattsburgh | Clinton | New York | 12901 | 609 Kents Falls Rd | 6 | 6 | Hidroeléctrica | Hidroeléctrica | 0 | 0 | 0 | 0 | 6 | 0 | 0 | 0 | 0 | 0 | 0 | 0 | EIA-860, EIA-860M and EIA-923 | 201603
Estados Unidos | Oak Grove | Portland General Electric Co |  | 45.122 | -122.07 | Estacada | Clackamas | Oregon | 97023 | 55580 E Hwy 224 | 44 | 44 | Hidroeléctrica | Hidroeléctrica | 0 | 0 | 0 | 0 | 44 | 0 | 0 | 0 | 0 | 0 | 0 | 0 | EIA-860, EIA-860M and EIA-923 | 201603
Estados Unidos | Moyie Springs | City of Bonners Ferry |  | 48.7339 | -116.175 | Moyie Springs | Boundary | Idaho | 83845 | Old Highway 2 | 4.3 | 4.3 | Hidroeléctrica | Hidroeléctrica | 0 | 0 | 0 | 0 | 4.3 | 0 | 0 | 0 | 0 | 0 | 0 | 0 | EIA-860, EIA-860M and EIA-923 | 201603
Estados Unidos | Drop 2 (WA) | Yakama Power |  | 46.4492 | -120.534 | Wapalo | Yakima | Washington | 98951 | 4981 West Wapalo Rd | 2.1 | 2.1 | Hidroeléctrica | Hidroeléctrica | 0 | 0 | 0 | 0 | 2.1 | 0 | 0 | 0 | 0 | 0 | 0 | 0 | EIA-860, EIA-860M and EIA-923 | 201603
Estados Unidos | Drop 3 (WA) | Yakama Power |  | 46.4231 | -120.56 | Wapalo | Yakima | Washington | 98951 | 7761 Progressive Rd | 1 | 1 | Hidroeléctrica | Hidroeléctrica | 0 | 0 | 0 | 0 | 1 | 0 | 0 | 0 | 0 | 0 | 0 | 0 | EIA-860, EIA-860M and EIA-923 | 201603
Estados Unidos | Fleish | Truckee Meadows Water Authority |  | 39.2851 | -119.593 | Fleish | Washoe | Nevada | 89439 | Hwy 80 | 2.5 | 2.5 | Hidroeléctrica | Hidroeléctrica | 0 | 0 | 0 | 0 | 2.5 | 0 | 0 | 0 | 0 | 0 | 0 | 0 | EIA-860, EIA-860M and EIA-923 | 201603
Estados Unidos | Keowee | Duke Energy Carolinas, LLC |  | 34.7981 | -82.8872 | Seneca | Pickens | South Carolina | 29672 | 7800 Rochester Hwy | 152 | 152 | Hidroeléctrica | Hidroeléctrica | 0 | 0 | 0 | 0 | 152 | 0 | 0 | 0 | 0 | 0 | 0 | 0 | EIA-860, EIA-860M and EIA-923 | 201603
Estados Unidos | Vergennes 9 | Green Mountain Power Corp |  | 44.1664 | -73.2575 | Vergennes | Addison | Vermont | 05491 | 4 Green Mountain Drive | 6.4 | 2.4 | Petróleo | Hidroeléctrica | 0 | 0 | 4 | 0 | 2.4 | 0 | 0 | 0 | 0 | 0 | 0 | 0 | EIA-860, EIA-860M and EIA-923 | 201603
Estados Unidos | Waterbury 22 | Green Mountain Power Corp |  | 44.3813 | -72.7677 | Waterbury | Washington | Vermont | 05676 | 2246 Little River Road | 5 | 5 | Hidroeléctrica | Hidroeléctrica | 0 | 0 | 0 | 0 | 5 | 0 | 0 | 0 | 0 | 0 | 0 | 0 | EIA-860, EIA-860M and EIA-923 | 201603
Estados Unidos | Lahontan | Truckee-Carson Irrigation District |  | 39.4625 | -119.067 | Fallon | Churchill | Nevada | 89406 | Lahontan Dam | 1.8 | 1.8 | Hidroeléctrica | Hidroeléctrica | 0 | 0 | 0 | 0 | 1.8 | 0 | 0 | 0 | 0 | 0 | 0 | 0 | EIA-860, EIA-860M and EIA-923 | 201603
Estados Unidos | Yards Creek | Jersey Central Power & Lt Co |  | 41.0006 | -75.0314 | Blairstown | Warren | New Jersey | 07825 | Mount Vernon Road | 420 | 420 | Bombeo hidráulico | Bombeo hidráulico | 0 | 0 | 0 | 0 | 0 | 420 | 0 | 0 | 0 | 0 | 0 | 0 | EIA-860, EIA-860M and EIA-923 | 201603
Estados Unidos | Rainbow Falls Auscble | New York State Elec & Gas Corp |  | 44.5236 | -73.4617 | Town of Auscble | Clinton | New York | 12911 | 47 Mace Chasm Rd | 2.6 | 2.6 | Hidroeléctrica | Hidroeléctrica | 0 | 0 | 0 | 0 | 2.6 | 0 | 0 | 0 | 0 | 0 | 0 | 0 | EIA-860, EIA-860M and EIA-923 | 201603
Estados Unidos | E J West | Erie Boulevard Hydropower LP |  | 43.3189 | -73.9208 | Lake Luzerne | Saratoga | New York | 12846 | 00 Conklingville Roud, CR 10 | 20.6 | 20.6 | Hidroeléctrica | Hidroeléctrica | 0 | 0 | 0 | 0 | 20.6 | 0 | 0 | 0 | 0 | 0 | 0 | 0 | EIA-860, EIA-860M and EIA-923 | 201603
Estados Unidos | Searsburg | TransCanada Hydro Northeast Inc., |  | 42.8708 | -72.9273 | Searsburg | Bennington | Vermont | 05363 | Route 9 | 4.5 | 4.5 | Hidroeléctrica | Hidroeléctrica | 0 | 0 | 0 | 0 | 4.5 | 0 | 0 | 0 | 0 | 0 | 0 | 0 | EIA-860, EIA-860M and EIA-923 | 201603
Estados Unidos | Verdi | Truckee Meadows Water Authority |  | 39.3125 | -119.585 | Verdi | Washoe | Nevada | 89439 | Hwy 80 | 2.1 | 2.1 | Hidroeléctrica | Hidroeléctrica | 0 | 0 | 0 | 0 | 2.1 | 0 | 0 | 0 | 0 | 0 | 0 | 0 | EIA-860, EIA-860M and EIA-923 | 201603
Estados Unidos | Washoe | Truckee Meadows Water Authority |  | 39.3022 | -119.56 | Verdi | Washoe | Nevada | 89439 | Hwy 80 | 1.8 | 1.8 | Hidroeléctrica | Hidroeléctrica | 0 | 0 | 0 | 0 | 1.8 | 0 | 0 | 0 | 0 | 0 | 0 | 0 | EIA-860, EIA-860M and EIA-923 | 201603
Estados Unidos | Little Cottonwood | City of Murray - (UT) |  | 40.585 | -111.801 | Sandy | Salt Lake | Utah | 84070 | 9000 South Danish Rd | 4.8 | 4.8 | Hidroeléctrica | Hidroeléctrica | 0 | 0 | 0 | 0 | 4.8 | 0 | 0 | 0 | 0 | 0 | 0 | 0 | EIA-860, EIA-860M and EIA-923 | 201603
Estados Unidos | Dam No. 4 Hydro Station | PE Hydro Generation, LLC |  | 39.4931 | -77.8269 | Shepherdstown | Jefferson | West Virginia | 25400 | -- | 1.9 | 1.9 | Hidroeléctrica | Hidroeléctrica | 0 | 0 | 0 | 0 | 1.9 | 0 | 0 | 0 | 0 | 0 | 0 | 0 | EIA-860, EIA-860M and EIA-923 | 201603
Estados Unidos | Dam No. 5 Hydro Station | PE Hydro Generation, LLC |  | 39.605 | -77.9231 | Hedgesville | Berkeley | West Virginia | 25400 | -- | 1 | 1 | Hidroeléctrica | Hidroeléctrica | 0 | 0 | 0 | 0 | 1 | 0 | 0 | 0 | 0 | 0 | 0 | 0 | EIA-860, EIA-860M and EIA-923 | 201603
Estados Unidos | Millville Hydro Station | PE Hydro Generation, LLC |  | 39.2731 | -77.7844 | Millville | Jefferson | West Virginia | 25400 | -- | 2.4 | 2.4 | Hidroeléctrica | Hidroeléctrica | 0 | 0 | 0 | 0 | 2.4 | 0 | 0 | 0 | 0 | 0 | 0 | 0 | EIA-860, EIA-860M and EIA-923 | 201603
Estados Unidos | Foster | USACE Northwestern Division |  | 44.4146 | -122.671 | Lowell | Linn | Oregon | 97452 | P.O. BOX 429 | 20 | 20 | Hidroeléctrica | Hidroeléctrica | 0 | 0 | 0 | 0 | 20 | 0 | 0 | 0 | 0 | 0 | 0 | 0 | EIA-860, EIA-860M and EIA-923 | 201603
Estados Unidos | London | Appalachian Power Co |  | 38.1944 | -81.3706 | Handley | Kanawha | West Virginia | 25126 | State Route 61 | 20.7 | 20.7 | Hidroeléctrica | Hidroeléctrica | 0 | 0 | 0 | 0 | 20.7 | 0 | 0 | 0 | 0 | 0 | 0 | 0 | EIA-860, EIA-860M and EIA-923 | 201603
Estados Unidos | Marmet | Appalachian Power Co |  | 38.2526 | -81.5695 | Marmet | Kanawha | West Virginia | 25315 | 86th Street | 16.8 | 16.8 | Hidroeléctrica | Hidroeléctrica | 0 | 0 | 0 | 0 | 16.8 | 0 | 0 | 0 | 0 | 0 | 0 | 0 | EIA-860, EIA-860M and EIA-923 | 201603
Estados Unidos | Winfield | Appalachian Power Co |  | 38.5274 | -81.9139 | Winfield | Putnam | West Virginia | 25213 | U.S. Route 35 | 18.7 | 18.7 | Hidroeléctrica | Hidroeléctrica | 0 | 0 | 0 | 0 | 18.7 | 0 | 0 | 0 | 0 | 0 | 0 | 0 | EIA-860, EIA-860M and EIA-923 | 201603
Estados Unidos | Beaver Falls | Ketchikan Public Utilities |  | 55.3797 | -131.47 | Ketchikan | Ketchikan Gateway | Alaska | 99901 | 13110 S. Tongass Ave. | 5.4 | 5.4 | Hidroeléctrica | Hidroeléctrica | 0 | 0 | 0 | 0 | 5.4 | 0 | 0 | 0 | 0 | 0 | 0 | 0 | EIA-860, EIA-860M and EIA-923 | 201603
Estados Unidos | Silvis | Ketchikan Public Utilities |  | 55.3814 | -131.518 | Ketchikan | Ketchikan Gateway | Alaska | 99901 | (unnamed mtn road, remote) | 2.1 | 2.1 | Hidroeléctrica | Hidroeléctrica | 0 | 0 | 0 | 0 | 2.1 | 0 | 0 | 0 | 0 | 0 | 0 | 0 | EIA-860, EIA-860M and EIA-923 | 201603
Estados Unidos | Toledo Bend | Entergy Texas Inc. |  | 31.1735 | -93.5659 | Burkville | Newton | Texas | 75932 | Route 1, Box 310 (Hwy.692) | 80 | 80 | Hidroeléctrica | Hidroeléctrica | 0 | 0 | 0 | 0 | 80 | 0 | 0 | 0 | 0 | 0 | 0 | 0 | EIA-860, EIA-860M and EIA-923 | 201603
Estados Unidos | Union Valley | Sacramento Municipal Util Dist |  | 38.8643 | -120.444 | Fresh Pond | El Dorado | California | 95725 | Pevine Ridge Rd | 38.6 | 38.6 | Hidroeléctrica | Hidroeléctrica | 0 | 0 | 0 | 0 | 38.6 | 0 | 0 | 0 | 0 | 0 | 0 | 0 | EIA-860, EIA-860M and EIA-923 | 201603
Estados Unidos | Highgate Falls | Village of Swanton - (VT) |  | 44.9336 | -73.0511 | Highgate | Franklin | Vermont | 05488 | Baker Rd | 9.7 | 9.7 | Hidroeléctrica | Hidroeléctrica | 0 | 0 | 0 | 0 | 9.7 | 0 | 0 | 0 | 0 | 0 | 0 | 0 | EIA-860, EIA-860M and EIA-923 | 201603
Estados Unidos | Fort Peck | USCE-Missouri River District |  | 48.0122 | -106.412 | Fort Peck | McCone | Montana | 59223 | Lower Yellowstone Rd | 200 | 200 | Hidroeléctrica | Hidroeléctrica | 0 | 0 | 0 | 0 | 200 | 0 | 0 | 0 | 0 | 0 | 0 | 0 | EIA-860, EIA-860M and EIA-923 | 201603
Estados Unidos | Gavins Point | USCE-Missouri River District |  | 42.8488 | -97.4815 | Yankton | Cedar | Nebraska | 57078 | NE Highway 121 | 102 | 102 | Hidroeléctrica | Hidroeléctrica | 0 | 0 | 0 | 0 | 102 | 0 | 0 | 0 | 0 | 0 | 0 | 0 | EIA-860, EIA-860M and EIA-923 | 201603
Estados Unidos | Lake Lynn Hydro Station | Lake Lynn Generation, LLC |  | 39.7203 | -79.8561 | Lake Lynn | Fayette | Pennsylvania | 15451 | PO Box 97 | 52 | 52 | Hidroeléctrica | Hidroeléctrica | 0 | 0 | 0 | 0 | 52 | 0 | 0 | 0 | 0 | 0 | 0 | 0 | EIA-860, EIA-860M and EIA-923 | 201603
Estados Unidos | Greg Avenue | Metropolitan Water District of S CA |  | 34.208 | -118.352 | Sun Valley | Los Angeles | California | 91352 | Greg Avenue | 1 | 1 | Hidroeléctrica | Hidroeléctrica | 0 | 0 | 0 | 0 | 1 | 0 | 0 | 0 | 0 | 0 | 0 | 0 | EIA-860, EIA-860M and EIA-923 | 201603
Estados Unidos | Lake Mathews | Metropolitan Water District of S CA |  | 33.8553 | -117.454 | Riverside | Riverside | California | 92503 | 18250 La Sierra | 4.9 | 4.9 | Hidroeléctrica | Hidroeléctrica | 0 | 0 | 0 | 0 | 4.9 | 0 | 0 | 0 | 0 | 0 | 0 | 0 | EIA-860, EIA-860M and EIA-923 | 201603
Estados Unidos | Foothill Feeder | Metropolitan Water District of S CA |  | 34.5148 | -118.609 | Castaic | Los Angeles | California | 91384 | 81849 N. Lake Hughes Rd. | 7.1 | 7.1 | Hidroeléctrica | Hidroeléctrica | 0 | 0 | 0 | 0 | 7.1 | 0 | 0 | 0 | 0 | 0 | 0 | 0 | EIA-860, EIA-860M and EIA-923 | 201603
Estados Unidos | San Dimas | Metropolitan Water District of S CA |  | 34.1275 | -117.796 | San Dimas | Los Angeles | California | 91773 | 1507 Sycamore Road | 9.9 | 9.9 | Hidroeléctrica | Hidroeléctrica | 0 | 0 | 0 | 0 | 9.9 | 0 | 0 | 0 | 0 | 0 | 0 | 0 | EIA-860, EIA-860M and EIA-923 | 201603
Estados Unidos | Yorba Linda | Metropolitan Water District of S CA |  | 33.9117 | -117.819 | Yorba Linda | Orange | California | 92886 | 3972 Valley View Ave | 5.1 | 5.1 | Hidroeléctrica | Hidroeléctrica | 0 | 0 | 0 | 0 | 5.1 | 0 | 0 | 0 | 0 | 0 | 0 | 0 | EIA-860, EIA-860M and EIA-923 | 201603
Estados Unidos | St Stephen | US Army Corps of Engineers |  | 33.4261 | -79.93 | St. Stephen | Berkeley | South Carolina | 29479 | 1275 Rediverson Road | 84 | 84 | Hidroeléctrica | Hidroeléctrica | 0 | 0 | 0 | 0 | 84 | 0 | 0 | 0 | 0 | 0 | 0 | 0 | EIA-860, EIA-860M and EIA-923 | 201603
Estados Unidos | Lower No 1 | City of Idaho Falls - (ID) |  | 43.4687 | -112.063 | Idaho Falls | Bonneville | Idaho | 83402 | 1690 W. Sunnyside Road | 8 | 8 | Hidroeléctrica | Hidroeléctrica | 0 | 0 | 0 | 0 | 8 | 0 | 0 | 0 | 0 | 0 | 0 | 0 | EIA-860, EIA-860M and EIA-923 | 201603
Estados Unidos | Unit 4 | City of Mt Pleasant - (UT) |  | 39.5441 | -111.419 | Mt Pleasent | Sanpete | Utah | 84647 | 11775 E 18500 N | 1.1 | 1.1 | Hidroeléctrica | Hidroeléctrica | 0 | 0 | 0 | 0 | 1.1 | 0 | 0 | 0 | 0 | 0 | 0 | 0 | EIA-860, EIA-860M and EIA-923 | 201603
Estados Unidos | Hydro II | City of Logan - (UT) |  | 41.7437 | -111.783 | Logan | Cache | Utah | 84321 | 1990 E Hwy 89 | 6.2 | 6.2 | Hidroeléctrica | Hidroeléctrica | 0 | 0 | 0 | 0 | 6.2 | 0 | 0 | 0 | 0 | 0 | 0 | 0 | EIA-860, EIA-860M and EIA-923 | 201603
Estados Unidos | Ellis Hydro | Arkansas Electric Coop Corp |  | 35.3514 | -94.2943 | Van Buren | Crawford | Arkansas | 72956 | Hwy 59 | 17 | 17 | Hidroeléctrica | Hidroeléctrica | 0 | 0 | 0 | 0 | 17 | 0 | 0 | 0 | 0 | 0 | 0 | 0 | EIA-860, EIA-860M and EIA-923 | 201603
Estados Unidos | Humpback Creek | Cordova Electric Coop, Inc |  | 60.6128 | -145.679 | Cordova | Valdez Cordova | Alaska | 99574 | Orca Inlet-Mile .05 Hmpbck Crk | 1 | 1 | Hidroeléctrica | Hidroeléctrica | 0 | 0 | 0 | 0 | 1 | 0 | 0 | 0 | 0 | 0 | 0 | 0 | EIA-860, EIA-860M and EIA-923 | 201603
Estados Unidos | Bolton Falls | Green Mountain Power Corp |  | 44.3594 | -72.8167 | Duxbury | Washington | Vermont | 05676 | 341 Power Plant Road | 7.8 | 7.8 | Hidroeléctrica | Hidroeléctrica | 0 | 0 | 0 | 0 | 7.8 | 0 | 0 | 0 | 0 | 0 | 0 | 0 | EIA-860, EIA-860M and EIA-923 | 201603
Estados Unidos | Stampede | U S Bureau of Reclamation |  | 39.4704 | -120.105 | Truckee | Sierra | California | 96161 | n/a | 3.6 | 3.6 | Hidroeléctrica | Hidroeléctrica | 0 | 0 | 0 | 0 | 3.6 | 0 | 0 | 0 | 0 | 0 | 0 | 0 | EIA-860, EIA-860M and EIA-923 | 201603
Estados Unidos | Mojave Siphon | California Dept. of Water Resources |  | 34.3074 | -117.324 | Hesperia | San Bernardino | California | 92345 | 16001 Hwy. 173 | 32.4 | 32.4 | Hidroeléctrica | Hidroeléctrica | 0 | 0 | 0 | 0 | 32.4 | 0 | 0 | 0 | 0 | 0 | 0 | 0 | EIA-860, EIA-860M and EIA-923 | 201603
Estados Unidos | Upper Salmon B | Idaho Power Co |  | 42.7664 | -114.908 | Hagerman | Twin Falls | Idaho | 83332 | Bell Rapids Road | 17.2 | 17.2 | Hidroeléctrica | Hidroeléctrica | 0 | 0 | 0 | 0 | 17.2 | 0 | 0 | 0 | 0 | 0 | 0 | 0 | EIA-860, EIA-860M and EIA-923 | 201603
Estados Unidos | PEC Headworks | PUD No 2 of Grant County |  | 47.1596 | -119.896 | Moses Lake | Grant | Washington | 98837 | SR 262 | 6.6 | 6.6 | Hidroeléctrica | Hidroeléctrica | 0 | 0 | 0 | 0 | 6.6 | 0 | 0 | 0 | 0 | 0 | 0 | 0 | EIA-860, EIA-860M and EIA-923 | 201603
Estados Unidos | Hoist | Upper Peninsula Power Company |  | 46.5628 | -87.5686 | Negaunee | Marquette | Michigan | 49866 | Hoist Dam Rd | 2 | 2 | Hidroeléctrica | Hidroeléctrica | 0 | 0 | 0 | 0 | 2 | 0 | 0 | 0 | 0 | 0 | 0 | 0 | EIA-860, EIA-860M and EIA-923 | 201603
Estados Unidos | McClure Dam | Upper Peninsula Power Company |  | 46.5717 | -87.4764 | Marquette | Marquette | Michigan | 49855 | 800 Forestville Rd | 5.8 | 5.8 | Hidroeléctrica | Hidroeléctrica | 0 | 0 | 0 | 0 | 5.8 | 0 | 0 | 0 | 0 | 0 | 0 | 0 | EIA-860, EIA-860M and EIA-923 | 201603
Estados Unidos | Bad Creek | Duke Energy Carolinas, LLC |  | 35.0075 | -82.9975 | Salem | Oconee | South Carolina | 29676 | HC-76 Box 170, Hwy 130 N | 1360 | 1360 | Bombeo hidráulico | Bombeo hidráulico | 0 | 0 | 0 | 0 | 0 | 1360 | 0 | 0 | 0 | 0 | 0 | 0 | EIA-860, EIA-860M and EIA-923 | 201603
Estados Unidos | Wynoochee | City of Tacoma - (WA) |  | 47.3851 | -123.605 | Montesano | Grays Harbor | Washington | 98520 | 5120 Wynoochee Valley Road | 15.5 | 15.5 | Hidroeléctrica | Hidroeléctrica | 0 | 0 | 0 | 0 | 15.5 | 0 | 0 | 0 | 0 | 0 | 0 | 0 | EIA-860, EIA-860M and EIA-923 | 201603
Estados Unidos | William F Matson Generating Station | Allegheny Electric Coop Inc |  | 40.4329 | -78.0029 | Huntingdon | Huntingdon | Pennsylvania | 16652 | 13797 Point Road | 8.4 | 8.4 | Hidroeléctrica | Hidroeléctrica | 0 | 0 | 0 | 0 | 8.4 | 0 | 0 | 0 | 0 | 0 | 0 | 0 | EIA-860, EIA-860M and EIA-923 | 201603
Estados Unidos | Thermalito Diverson Dam | California Dept. of Water Resources |  | 39.5287 | -121.546 | Oroville | Butte | California | 95966 | 460 Glen Dr. | 3 | 3 | Hidroeléctrica | Hidroeléctrica | 0 | 0 | 0 | 0 | 3 | 0 | 0 | 0 | 0 | 0 | 0 | 0 | EIA-860, EIA-860M and EIA-923 | 201603
Estados Unidos | Pine View Dam | City of Bountiful |  | 41.2543 | -111.849 | Ogden | Weber | Utah | 84401 | 902 Ogden Canyon | 1.8 | 1.8 | Hidroeléctrica | Hidroeléctrica | 0 | 0 | 0 | 0 | 1.8 | 0 | 0 | 0 | 0 | 0 | 0 | 0 | EIA-860, EIA-860M and EIA-923 | 201603
Estados Unidos | Whillock | Arkansas Electric Coop Corp |  | 35.1276 | -92.7903 | Morrilton | Conway | Arkansas | 72110 | Cherokee Park | 17 | 17 | Hidroeléctrica | Hidroeléctrica | 0 | 0 | 0 | 0 | 17 | 0 | 0 | 0 | 0 | 0 | 0 | 0 | EIA-860, EIA-860M and EIA-923 | 201603
Estados Unidos | Mill Creek 3 | Southern California Edison Co |  | 34.088 | -117.04 | Mill Creek | San Bernardino | California | 96061 | Hwy38 San Bernardino Nat'l For | 3 | 3 | Hidroeléctrica | Hidroeléctrica | 0 | 0 | 0 | 0 | 3 | 0 | 0 | 0 | 0 | 0 | 0 | 0 | EIA-860, EIA-860M and EIA-923 | 201603
Estados Unidos | Stony Gorge | City of Santa Clara - (CA) |  | 39.5869 | -122.533 | Elk Creek | Glenn | California | 95939 | County Road 306 | 5 | 5 | Hidroeléctrica | Hidroeléctrica | 0 | 0 | 0 | 0 | 5 | 0 | 0 | 0 | 0 | 0 | 0 | 0 | EIA-860, EIA-860M and EIA-923 | 201603
Estados Unidos | Waddell | Central Arizona Water Conservation Dist |  | 33.8447 | -112.271 | Peoria | Maricopa | Arizona | 85383 | 39300 N Lake Pleasant Rd | 40 | 40 | Bombeo hidráulico | Bombeo hidráulico | 0 | 0 | 0 | 0 | 0 | 40 | 0 | 0 | 0 | 0 | 0 | 0 | EIA-860, EIA-860M and EIA-923 | 201603
Estados Unidos | Murray | City of North Little Rock - (AR) |  | 34.7956 | -92.3569 | North Little Rock | Pulaski | Arkansas | 72115 | 4000 Cooks Landing | 42.4 | 42.4 | Hidroeléctrica | Hidroeléctrica | 0 | 0 | 0 | 0 | 42.4 | 0 | 0 | 0 | 0 | 0 | 0 | 0 | EIA-860, EIA-860M and EIA-923 | 201603
Estados Unidos | Chester Lake | Metlakatla Power & Light |  | 55.1169 | -131.546 | Metlakatla | Prince of Wales Ketchikan | Alaska | 99926 | Walden Point Road | 1 | 1 | Hidroeléctrica | Hidroeléctrica | 0 | 0 | 0 | 0 | 1 | 0 | 0 | 0 | 0 | 0 | 0 | 0 | EIA-860, EIA-860M and EIA-923 | 201603
Estados Unidos | Headgate Rock | Colorado River Indian Irr Proj |  | 34.1683 | -114.277 | Parker | La Paz | Arizona | 85344 | Headgate Rock Road | 19.5 | 19.5 | Hidroeléctrica | Hidroeléctrica | 0 | 0 | 0 | 0 | 19.5 | 0 | 0 | 0 | 0 | 0 | 0 | 0 | EIA-860, EIA-860M and EIA-923 | 201603
Estados Unidos | Whiskeytown | City of Redding - (CA) |  | 40.5976 | -122.539 | Whiskeytown | Shasta | California | 96001 | Whiskeytown Dam | 2 | 2 | Hidroeléctrica | Hidroeléctrica | 0 | 0 | 0 | 0 | 2 | 0 | 0 | 0 | 0 | 0 | 0 | 0 | EIA-860, EIA-860M and EIA-923 | 201603
Estados Unidos | Milner Hydro | Idaho Power Co |  | 42.5268 | -114.037 | Murtaugh | Cassia | Idaho | 83344 | 3625 North 5200 East | 61.1 | 61.1 | Hidroeléctrica | Hidroeléctrica | 0 | 0 | 0 | 0 | 61.1 | 0 | 0 | 0 | 0 | 0 | 0 | 0 | EIA-860, EIA-860M and EIA-923 | 201603
Estados Unidos | Tallassee Hydro Project | Tallassee Shoals LLC |  | 33.9892 | -83.4985 | Clarke | Clarke | Georgia | 30607 | 2395 Tallassee Rd | 2.1 | 2.1 | Hidroeléctrica | Hidroeléctrica | 0 | 0 | 0 | 0 | 2.1 | 0 | 0 | 0 | 0 | 0 | 0 | 0 | EIA-860, EIA-860M and EIA-923 | 201603
Estados Unidos | Robert D Willis | USACE-Fort Worth District |  | 30.7975 | -94.1756 | Jasper | Jasper | Texas | 75951 | Route 3 Box 486 | 8 | 8 | Hidroeléctrica | Hidroeléctrica | 0 | 0 | 0 | 0 | 8 | 0 | 0 | 0 | 0 | 0 | 0 | 0 | EIA-860, EIA-860M and EIA-923 | 201603
Estados Unidos | Black Butte | City of Santa Clara - (CA) |  | 39.8149 | -122.332 | Orland | Tehama | California | 95963 | County Road 200 | 6.1 | 6.1 | Hidroeléctrica | Hidroeléctrica | 0 | 0 | 0 | 0 | 6.1 | 0 | 0 | 0 | 0 | 0 | 0 | 0 | EIA-860, EIA-860M and EIA-923 | 201603
Estados Unidos | Tesla | City of Colorado Springs - (CO) |  | 38.9737 | -104.901 | Colorado Springs | El Paso | Colorado | 80840 | 690 W Monument Creek Rd | 28 | 28 | Hidroeléctrica | Hidroeléctrica | 0 | 0 | 0 | 0 | 28 | 0 | 0 | 0 | 0 | 0 | 0 | 0 | EIA-860, EIA-860M and EIA-923 | 201603
Estados Unidos | Dam 2 | Arkansas Electric Coop Corp |  | 33.9865 | -91.3158 | Dumas | Desha | Arkansas | 71639 | Jarvis Point Park | 35 | 35 | Hidroeléctrica | Hidroeléctrica | 0 | 0 | 0 | 0 | 35 | 0 | 0 | 0 | 0 | 0 | 0 | 0 | EIA-860, EIA-860M and EIA-923 | 201603
Estados Unidos | Skookumchuck | TransAlta Centralia Gen LLC |  | 46.7844 | -122.72 | Tenino | Thurston | Washington | 98530 | 10510 Skookumchuck Rd | 1 | 1 | Hidroeléctrica | Hidroeléctrica | 0 | 0 | 0 | 0 | 1 | 0 | 0 | 0 | 0 | 0 | 0 | 0 | EIA-860, EIA-860M and EIA-923 | 201603
Estados Unidos | O'Shaughnessy Hydro | City of Columbus - (OH) |  | 40.1533 | -83.1267 | Dublin | Delaware | Ohio | 43017 | 5959 Glick Rd | 5.2 | 5.2 | Hidroeléctrica | Hidroeléctrica | 0 | 0 | 0 | 0 | 5.2 | 0 | 0 | 0 | 0 | 0 | 0 | 0 | EIA-860, EIA-860M and EIA-923 | 201603
Estados Unidos | Buffalo Bill | U S Bureau of Reclamation |  | 44.5082 | -109.171 | Cody | Park | Wyoming | 82414 | n/a | 18 | 18 | Hidroeléctrica | Hidroeléctrica | 0 | 0 | 0 | 0 | 18 | 0 | 0 | 0 | 0 | 0 | 0 | 0 | EIA-860, EIA-860M and EIA-923 | 201603
Estados Unidos | Grizzly | City of Santa Clara - (CA) |  | 39.8893 | -121.279 | N/A | Plumas | California | 95971 | N/A | 23.4 | 23.4 | Hidroeléctrica | Hidroeléctrica | 0 | 0 | 0 | 0 | 23.4 | 0 | 0 | 0 | 0 | 0 | 0 | 0 | EIA-860, EIA-860M and EIA-923 | 201603
Estados Unidos | Lincoln Turbines | Wisconsin Public Service Corp |  | 44.6108 | -87.5586 | Algoma | Kewaunee | Wisconsin | 54201 | Cedar Lane | 1.2 | 1.2 | Eólica | Eólica | 0 | 0 | 0 | 0 | 0 | 0 | 0 | 0 | 1.2 | 0 | 0 | 0 | EIA-860, EIA-860M and EIA-923 | 201603
Estados Unidos | Bradley Lake | Homer Electric Assn Inc |  | 59.7786 | -150.94 | Homer | Kenai Peninsula | Alaska | 99603 | Bradley Lake | 126 | 126 | Hidroeléctrica | Hidroeléctrica | 0 | 0 | 0 | 0 | 126 | 0 | 0 | 0 | 0 | 0 | 0 | 0 | EIA-860, EIA-860M and EIA-923 | 201603
Estados Unidos | Geothermal 1 | Northern California Power Agny |  | 38.752 | -122.719 | Middletown | Sonoma | California | 95461 | 12000 Ridge Road | 52 | 52 | Geotérmica | Geotérmica | 0 | 0 | 0 | 0 | 0 | 0 | 0 | 0 | 0 | 52 | 0 | 0 | EIA-860, EIA-860M and EIA-923 | 201603
Estados Unidos | Geothermal 2 | Northern California Power Agny |  | 38.7492 | -122.712 | Middletown | Sonoma | California | 95461 | 12000 Ridge Road | 78.1 | 78.1 | Geotérmica | Geotérmica | 0 | 0 | 0 | 0 | 0 | 0 | 0 | 0 | 0 | 78.1 | 0 | 0 | EIA-860, EIA-860M and EIA-923 | 201603
Estados Unidos | McPhee | U S Bureau of Reclamation |  | 37.5752 | -108.574 | Cortez | Montezuma | Colorado | 81302 | n/a | 1.2 | 1.2 | Hidroeléctrica | Hidroeléctrica | 0 | 0 | 0 | 0 | 1.2 | 0 | 0 | 0 | 0 | 0 | 0 | 0 | EIA-860, EIA-860M and EIA-923 | 201603
Estados Unidos | Towaoc | U S Bureau of Reclamation |  | 37.4295 | -108.575 | Cortez | Montezuma | Colorado | 81302 | n/a | 11.4 | 11.4 | Hidroeléctrica | Hidroeléctrica | 0 | 0 | 0 | 0 | 11.4 | 0 | 0 | 0 | 0 | 0 | 0 | 0 | EIA-860, EIA-860M and EIA-923 | 201603
Estados Unidos | Searsburg Wind Turbine | Green Mountain Power Corp |  | 42.8625 | -72.9628 | Searsburg | Bennington | Vermont | 05363 | 528 Sleepy Hollow Road | 5.2 | 5.2 | Eólica | Eólica | 0 | 0 | 0 | 0 | 0 | 0 | 0 | 0 | 5.2 | 0 | 0 | 0 | EIA-860, EIA-860M and EIA-923 | 201603
Estados Unidos | Short Mountain | Emerald People's Utility Dist |  | 43.9125 | -123.022 | Eugene | Lane | Oregon | 97405 | 84777 Dillard Access Road | 3.2 | 3.2 | Biomasa | Biomasa | 0 | 0 | 0 | 0 | 0 | 0 | 0 | 0 | 0 | 0 | 3.2 | 0 | EIA-860, EIA-860M and EIA-923 | 201603
Estados Unidos | Cowlitz Falls | PUD No 1 of Lewis County |  | 46.4661 | -122.11 | Randle | Lewis | Washington | 98377 | 1379 Falls Road | 70 | 70 | Hidroeléctrica | Hidroeléctrica | 0 | 0 | 0 | 0 | 70 | 0 | 0 | 0 | 0 | 0 | 0 | 0 | EIA-860, EIA-860M and EIA-923 | 201603
Estados Unidos | Dalles Dam North Fishway Project | Northern Wasco County PUD |  | 45.6144 | -121.137 | The Dalles | Wasco | Oregon | 97058 | The Dalles Federal Dam | 5 | 5 | Hidroeléctrica | Hidroeléctrica | 0 | 0 | 0 | 0 | 5 | 0 | 0 | 0 | 0 | 0 | 0 | 0 | EIA-860, EIA-860M and EIA-923 | 201603
Estados Unidos | Basalt | City of Aspen- (CO) |  | 39.3631 | -106.822 | Aspen | Eagle | Colorado | 81611 | 14151 Frying Pan Road | 4.5 | 4.5 | Hidroeléctrica | Hidroeléctrica | 0 | 0 | 0 | 0 | 4.5 | 0 | 0 | 0 | 0 | 0 | 0 | 0 | EIA-860, EIA-860M and EIA-923 | 201603
Estados Unidos | Upper Sterling | City of Rock Falls - (IL) |  | 41.7871 | -89.6775 | Rock Falls | Whiteside | Illinois | 61071 | 811 East 2nd Street | 2 | 2 | Hidroeléctrica | Hidroeléctrica | 0 | 0 | 0 | 0 | 2 | 0 | 0 | 0 | 0 | 0 | 0 | 0 | EIA-860, EIA-860M and EIA-923 | 201603
Estados Unidos | Lake Mendocino | City of Ukiah - (CA) |  | 39.1972 | -123.186 | Ukiah | Mendocino | California | 95482 | 1229 Lake Mendocino Drive | 3.5 | 3.5 | Hidroeléctrica | Hidroeléctrica | 0 | 0 | 0 | 0 | 3.5 | 0 | 0 | 0 | 0 | 0 | 0 | 0 | EIA-860, EIA-860M and EIA-923 | 201603
Estados Unidos | Princeton Wind Farm | Town of Princeton - (MA) |  | 42.4789 | -71.9 | Princeton | Worcester | Massachusetts | 01541 | Westminster Road | 3 | 3 | Eólica | Eólica | 0 | 0 | 0 | 0 | 0 | 0 | 0 | 0 | 3 | 0 | 0 | 0 | EIA-860, EIA-860M and EIA-923 | 201603
Estados Unidos | Deadwood Creek | Yuba County Water Agency |  | 39.53 | -121.096 | Dobbins | Yuba | California | 95930 | US Forest Service Land | 1.9 | 1.9 | Hidroeléctrica | Hidroeléctrica | 0 | 0 | 0 | 0 | 1.9 | 0 | 0 | 0 | 0 | 0 | 0 | 0 | EIA-860, EIA-860M and EIA-923 | 201603
Estados Unidos | Stone Creek | Eugene Water & Electric Board |  | 45.0811 | -121.887 | Estacada | Clackamas | Oregon | 97023 | N/A | 7 | 7 | Hidroeléctrica | Hidroeléctrica | 0 | 0 | 0 | 0 | 7 | 0 | 0 | 0 | 0 | 0 | 0 | 0 | EIA-860, EIA-860M and EIA-923 | 201603
Estados Unidos | McNary Dam Fish Attraction Project | Northern Wasco County PUD |  | 45.94 | -119.299 | Plymouth | Benton | Washington | 99346 | McNary Federal Dam | 8.9 | 8.9 | Hidroeléctrica | Hidroeléctrica | 0 | 0 | 0 | 0 | 8.9 | 0 | 0 | 0 | 0 | 0 | 0 | 0 | EIA-860, EIA-860M and EIA-923 | 201603
Estados Unidos | ReEnergy Fort Fairfield | ReEnergy Fort Fairfield LLC |  | 46.7729 | -67.8485 | Fort Fairfield | Aroostook | Maine | 04742 | Cheney Grove Road | 32 | 32 | Biomasa | Biomasa | 0 | 0 | 0 | 0 | 0 | 0 | 0 | 0 | 0 | 0 | 32 | 0 | EIA-860, EIA-860M and EIA-923 | 201603
Estados Unidos | Solano Wind | Sacramento Municipal Util Dist |  | 38.1164 | -121.769 | Rio Vista | Solano | California | 94512 | Highway 12 | 228.1 | 228.1 | Eólica | Eólica | 0 | 0 | 0 | 0 | 0 | 0 | 0 | 0 | 228.1 | 0 | 0 | 0 | EIA-860, EIA-860M and EIA-923 | 201603
Estados Unidos | Spirit Mountain | U S Bureau of Reclamation |  | 44.5127 | -109.13 | Cody | Park | Wyoming | 82414 | n/a | 4.5 | 4.5 | Hidroeléctrica | Hidroeléctrica | 0 | 0 | 0 | 0 | 4.5 | 0 | 0 | 0 | 0 | 0 | 0 | 0 | EIA-860, EIA-860M and EIA-923 | 201603
Estados Unidos | Kaw Hydro | Oklahoma Municipal Power Authority |  | 36.6994 | -96.9278 | Ponca City | Kay | Oklahoma | 74604 | 9683 Fisherman's Bend Road | 29.6 | 29.6 | Hidroeléctrica | Hidroeléctrica | 0 | 0 | 0 | 0 | 29.6 | 0 | 0 | 0 | 0 | 0 | 0 | 0 | EIA-860, EIA-860M and EIA-923 | 201603
Estados Unidos | Causey | Weber Basin Water Conserv Dist |  | 41.2972 | -111.589 | South Fork | Weber | Utah | 84317 | 14875 East Causey | 2.1 | 2.1 | Hidroeléctrica | Hidroeléctrica | 0 | 0 | 0 | 0 | 2.1 | 0 | 0 | 0 | 0 | 0 | 0 | 0 | EIA-860, EIA-860M and EIA-923 | 201603
Estados Unidos | H M Jackson | PUD 1 of Snohomish County |  | 47.9084 | -121.814 | Sultan | Snohomish | Washington | 98294 | 31411 116th SE Extended | 96 | 96 | Hidroeléctrica | Hidroeléctrica | 0 | 0 | 0 | 0 | 96 | 0 | 0 | 0 | 0 | 0 | 0 | 0 | EIA-860, EIA-860M and EIA-923 | 201603
Estados Unidos | El Vado Dam | Los Alamos County |  | 36.5928 | -106.732 | Tierra Amarilla | Rio Arriba | New Mexico | 87575 | 112, 13 mi W of 84/64 | 8 | 8 | Hidroeléctrica | Hidroeléctrica | 0 | 0 | 0 | 0 | 8 | 0 | 0 | 0 | 0 | 0 | 0 | 0 | EIA-860, EIA-860M and EIA-923 | 201603
Estados Unidos | Belleville Dam | American Mun Power-Ohio, Inc |  | 39.1192 | -81.7375 | Belleville | Wood | West Virginia | 26133 | 79 Belleville Dr. | 42 | 42 | Hidroeléctrica | Hidroeléctrica | 0 | 0 | 0 | 0 | 42 | 0 | 0 | 0 | 0 | 0 | 0 | 0 | EIA-860, EIA-860M and EIA-923 | 201603
Estados Unidos | Monticello Dam | Solano Irrigation District |  | 38.5131 | -122.104 | Winters | Solano | California | 95694 | Highway 128 | 11.5 | 11.5 | Hidroeléctrica | Hidroeléctrica | 0 | 0 | 0 | 0 | 11.5 | 0 | 0 | 0 | 0 | 0 | 0 | 0 | EIA-860, EIA-860M and EIA-923 | 201603
Estados Unidos | Auglaize Hydro | City of Bryan - (OH) |  | 41.2372 | -84.3998 | Bryan | Defiance | Ohio | 43512 | 841 East Edgerton Street | 4.5 | 4.5 | Hidroeléctrica | Hidroeléctrica | 0 | 0 | 0 | 0 | 4.5 | 0 | 0 | 0 | 0 | 0 | 0 | 0 | EIA-860, EIA-860M and EIA-923 | 201603
Estados Unidos | Pennsbury | Exelon Power |  | 40.1531 | -74.7691 | Morrisville | Bucks | Pennsylvania | 19067 | 1414 Bordentown Rd | 5.4 | 5.4 | Biomasa | Biomasa | 0 | 0 | 0 | 0 | 0 | 0 | 0 | 0 | 0 | 0 | 5.4 | 0 | EIA-860, EIA-860M and EIA-923 | 201603
Estados Unidos | Fairless Hills | Exelon Power |  | 40.1405 | -74.7506 | Fairless Hills | Bucks | Pennsylvania | 19030 | 990 South Port Road | 60 | 60 | Biomasa | Biomasa | 0 | 0 | 0 | 0 | 0 | 0 | 0 | 0 | 0 | 0 | 60 | 0 | EIA-860, EIA-860M and EIA-923 | 201603
Estados Unidos | Coffin Butte | Pacific Northwest Generating Coop |  | 44.6969 | -123.223 | Corvallis | Benton | Oregon | 97330 | 29160 Coffin Butte Road | 5.4 | 5.4 | Biomasa | Biomasa | 0 | 0 | 0 | 0 | 0 | 0 | 0 | 0 | 0 | 0 | 5.4 | 0 | EIA-860, EIA-860M and EIA-923 | 201603
Estados Unidos | Goat Lake Hydro | Alaska Power and Telephone Co |  | 59.5357 | -135.212 | Skagway | Skagway Hoonah Angoon | Alaska | 99840 | 110 Spring St | 4 | 4 | Hidroeléctrica | Hidroeléctrica | 0 | 0 | 0 | 0 | 4 | 0 | 0 | 0 | 0 | 0 | 0 | 0 | EIA-860, EIA-860M and EIA-923 | 201603
Estados Unidos | Black Bear Lake | Alaska Power and Telephone Co |  | 55.4765 | -133.148 | Craig | Prince of Wales Ketchikan | Alaska | 99921 | 401 7th Street | 4.5 | 4.5 | Hidroeléctrica | Hidroeléctrica | 0 | 0 | 0 | 0 | 4.5 | 0 | 0 | 0 | 0 | 0 | 0 | 0 | EIA-860, EIA-860M and EIA-923 | 201603
Estados Unidos | Springview | Bluestem LLC |  | 42.8258 | -99.7775 | Springview | Keya Paha | Nebraska | 68778 | West Highway 12 | 3 | 3 | Eólica | Eólica | 0 | 0 | 0 | 0 | 0 | 0 | 0 | 0 | 3 | 0 | 0 | 0 | EIA-860, EIA-860M and EIA-923 | 201603
Estados Unidos | Abiquiu Dam | Los Alamos County |  | 36.2399 | -106.423 | Abiquiu | Rio Arriba | New Mexico | 87510 | state road 96, 1 mi W of 84/64 | 16.8 | 16.8 | Hidroeléctrica | Hidroeléctrica | 0 | 0 | 0 | 0 | 16.8 | 0 | 0 | 0 | 0 | 0 | 0 | 0 | EIA-860, EIA-860M and EIA-923 | 201603
Estados Unidos | Hamilton Hydro | City of Hamilton - (OH) |  | 39.4128 | -84.5558 | HAMILTON | Butler | Ohio | 45011 | 960 N. 3RD STREET | 2 | 2 | Hidroeléctrica | Hidroeléctrica | 0 | 0 | 0 | 0 | 2 | 0 | 0 | 0 | 0 | 0 | 0 | 0 | EIA-860, EIA-860M and EIA-923 | 201603
Estados Unidos | Big Quinnesec 92 | Wisconsin Electric Power Co |  | 45.7881 | -88.0408 | Iron Mountain | Dickinson | Michigan | 49801 | N2022 Hydraulic Falls Road | 16 | 16 | Hidroeléctrica | Hidroeléctrica | 0 | 0 | 0 | 0 | 16 | 0 | 0 | 0 | 0 | 0 | 0 | 0 | EIA-860, EIA-860M and EIA-923 | 201603
Estados Unidos | Big Quinnesec 61 | Wisconsin Electric Power Co |  | 45.7881 | -88.0408 | Iron Mountain | Dickinson | Michigan | 49801 | N2022 Hydraulic Falls Road | 4.4 | 4.4 | Hidroeléctrica | Hidroeléctrica | 0 | 0 | 0 | 0 | 4.4 | 0 | 0 | 0 | 0 | 0 | 0 | 0 | EIA-860, EIA-860M and EIA-923 | 201603
Estados Unidos | Kaukauna City Hydro | City of Kaukauna |  | 44.2746 | -88.3191 | Kaukauna | Outagamie | Wisconsin | 54130 | 601 Thimany Road | 4.8 | 4.8 | Hidroeléctrica | Hidroeléctrica | 0 | 0 | 0 | 0 | 4.8 | 0 | 0 | 0 | 0 | 0 | 0 | 0 | EIA-860, EIA-860M and EIA-923 | 201603
Estados Unidos | Roosevelt Biogas 1 | PUD No 1 of Klickitat County |  | 45.8015 | -120.167 | Roosevelt | Klickitat | Washington | 99356 | 502 Roosevelt Grade Road | 36.5 | 36.5 | Biomasa | Biomasa | 0 | 0 | 0 | 0 | 0 | 0 | 0 | 0 | 0 | 0 | 36.5 | 0 | EIA-860, EIA-860M and EIA-923 | 201603
Estados Unidos | Moorhead Wind Turbine | City of Moorhead - (MN) |  | 46.895 | -96.7347 | Moorhead | Clay | Minnesota | 56560 | 2200 28th St. N. | 1.4 | 1.4 | Eólica | Eólica | 0 | 0 | 0 | 0 | 0 | 0 | 0 | 0 | 1.4 | 0 | 0 | 0 | EIA-860, EIA-860M and EIA-923 | 201603
Estados Unidos | Power Creek | Cordova Electric Coop, Inc |  | 60.5887 | -145.605 | Cordova | Valdez Cordova | Alaska | 99574 | Mile 7 Power Creek Rd | 5.6 | 5.6 | Hidroeléctrica | Hidroeléctrica | 0 | 0 | 0 | 0 | 5.6 | 0 | 0 | 0 | 0 | 0 | 0 | 0 | EIA-860, EIA-860M and EIA-923 | 201603
Estados Unidos | Snoqualmie 2 | Puget Sound Energy Inc |  | 47.5445 | -121.841 | Snoqualmie | King | Washington | 98024 | 37540 SE Fish Hatchery RD | 31 | 31 | Hidroeléctrica | Hidroeléctrica | 0 | 0 | 0 | 0 | 31 | 0 | 0 | 0 | 0 | 0 | 0 | 0 | EIA-860, EIA-860M and EIA-923 | 201603
Estados Unidos | Terry Bundy Generating Station | Lincoln Electric System |  | 40.9097 | -96.6131 | Lincoln | Lancaster | Nebraska | 68517 | 7707 Bluff Road | 176.2 | 4.8 | Gas natural | Biomasa | 0 | 169.6 | 1.8 | 0 | 0 | 0 | 0 | 0 | 0 | 0 | 4.8 | 0 | EIA-860, EIA-860M and EIA-923 | 201603
Estados Unidos | Pine Flat | Kings River Conservation Dist |  | 36.8326 | -119.327 | Piedra | Fresno | California | 93649 | 27709 Pine Flat Road | 165 | 165 | Hidroeléctrica | Hidroeléctrica | 0 | 0 | 0 | 0 | 165 | 0 | 0 | 0 | 0 | 0 | 0 | 0 | EIA-860, EIA-860M and EIA-923 | 201603
Estados Unidos | Kern Canyon | Pacific Gas & Electric Co |  | 35.4407 | -118.797 | Bakersfield | Kern | California | 93301 | Rancheria Road off Highway 178 | 11.5 | 11.5 | Hidroeléctrica | Hidroeléctrica | 0 | 0 | 0 | 0 | 11.5 | 0 | 0 | 0 | 0 | 0 | 0 | 0 | EIA-860, EIA-860M and EIA-923 | 201603
Estados Unidos | Buffalo Mountain | Tennessee Valley Authority |  | 36.121 | -84.3387 | Oliver Springs | Anderson | Tennessee | 37840 | 1980 Windrock Rd | 2.1 | 2.1 | Eólica | Eólica | 0 | 0 | 0 | 0 | 0 | 0 | 0 | 0 | 2.1 | 0 | 0 | 0 | EIA-860, EIA-860M and EIA-923 | 201603
Estados Unidos | Nine Canyon | Energy Northwest |  | 46.0958 | -119.096 | Kennewick | Benton | Washington | 99336 | 92308 S. Nine Canyon Road | 95 | 95 | Eólica | Eólica | 0 | 0 | 0 | 0 | 0 | 0 | 0 | 0 | 95 | 0 | 0 | 0 | EIA-860, EIA-860M and EIA-923 | 201603
Estados Unidos | Diamond Valley Lake | Metropolitan Water District of S CA |  | 33.6808 | -117.07 | Winchester | Riverside | California | 92596 | 33552 Newport Road | 29.7 | 29.7 | Hidroeléctrica | Hidroeléctrica | 0 | 0 | 0 | 0 | 29.7 | 0 | 0 | 0 | 0 | 0 | 0 | 0 | EIA-860, EIA-860M and EIA-923 | 201603
Estados Unidos | Elk City Station | Omaha Public Power District |  | 41.3839 | -96.2544 | Bennington | Douglas | Nebraska | 68007 | 13770 N 216th Street | 6.4 | 6.4 | Biomasa | Biomasa | 0 | 0 | 0 | 0 | 0 | 0 | 0 | 0 | 0 | 0 | 6.4 | 0 | EIA-860, EIA-860M and EIA-923 | 201603
Estados Unidos | Horry Land Fill Gas Site | South Carolina Public Service Authority |  | 33.8125 | -78.9672 | Conway | Horry | South Carolina | 29526 | 1880 Hwy 90 | 3.3 | 3.3 | Biomasa | Biomasa | 0 | 0 | 0 | 0 | 0 | 0 | 0 | 0 | 0 | 0 | 3.3 | 0 | EIA-860, EIA-860M and EIA-923 | 201603
Estados Unidos | Salt Valley Wind Plant | Lincoln Electric System |  | 40.9044 | -96.6231 | Lincoln | Lancaster | Nebraska | 68517 | 9700 N 70th Street | 1.4 | 1.4 | Eólica | Eólica | 0 | 0 | 0 | 0 | 0 | 0 | 0 | 0 | 1.4 | 0 | 0 | 0 | EIA-860, EIA-860M and EIA-923 | 201603
Estados Unidos | Iowa Distributed Wind Generation Project | City of Algona - (IA) |  | 43.0347 | -94.1406 | Algona | Kossuth | Iowa | 50511 | 1604 190th Street | 2.3 | 2.3 | Eólica | Eólica | 0 | 0 | 0 | 0 | 0 | 0 | 0 | 0 | 2.3 | 0 | 0 | 0 | EIA-860, EIA-860M and EIA-923 | 201603
Estados Unidos | Chamberlain Wind Project | Basin Electric Power Coop |  | 43.8485 | -99.2476 | Chamberlain | Brule | South Dakota | 57325 | Hwy 50 | 2.6 | 2.6 | Eólica | Eólica | 0 | 0 | 0 | 0 | 0 | 0 | 0 | 0 | 2.6 | 0 | 0 | 0 | EIA-860, EIA-860M and EIA-923 | 201603
Estados Unidos | Fife Brook | Bear Swamp Power Company LLC |  | 42.6857 | -72.9776 | Florida | Berkshire | Massachusetts | 01247 | River Road | 11.2 | 11.2 | Hidroeléctrica | Hidroeléctrica | 0 | 0 | 0 | 0 | 11.2 | 0 | 0 | 0 | 0 | 0 | 0 | 0 | EIA-860, EIA-860M and EIA-923 | 201603
Estados Unidos | Bear Swamp | Bear Swamp Power Company LLC |  | 42.6839 | -72.9599 | Florida | Berkshire | Massachusetts | 01247 | River Road | 600 | 600 | Bombeo hidráulico | Bombeo hidráulico | 0 | 0 | 0 | 0 | 0 | 600 | 0 | 0 | 0 | 0 | 0 | 0 | EIA-860, EIA-860M and EIA-923 | 201603
Estados Unidos | Springerville | Tucson Electric Power Co |  | 34.3186 | -109.164 | Springerville | Apache | Arizona | 85938 | County Road #4162 | 1638.4 | 13.4 | Carbón | Solar | 1625 | 0 | 0 | 0 | 0 | 0 | 0 | 13.4 | 0 | 0 | 0 | 0 | EIA-860, EIA-860M and EIA-923 | 201603
Estados Unidos | FirstEnergy Seneca | Seneca Generation LLC |  | 41.8389 | -79.0056 | Kinzua TWP | Warren | Pennsylvania | 16365 | 1211 Kinzua Rd, Rt 59 | 513 | 513 | Bombeo hidráulico | Bombeo hidráulico | 0 | 0 | 0 | 0 | 0 | 513 | 0 | 0 | 0 | 0 | 0 | 0 | EIA-860, EIA-860M and EIA-923 | 201603
Estados Unidos | Hoover Dam (AZ) | U S Bureau of Reclamation |  | 36.0155 | -114.738 | Boulder City | Mohave | Arizona | 86430 | n/a | 1039.7 | 1039.7 | Hidroeléctrica | Hidroeléctrica | 0 | 0 | 0 | 0 | 1039.7 | 0 | 0 | 0 | 0 | 0 | 0 | 0 | EIA-860, EIA-860M and EIA-923 | 201603
Estados Unidos | Monroe Street | Avista Corp |  | 47.6536 | -117.421 | Spokane | Spokane | Washington | 99201 | 311 N. Post Street | 15 | 15 | Hidroeléctrica | Hidroeléctrica | 0 | 0 | 0 | 0 | 15 | 0 | 0 | 0 | 0 | 0 | 0 | 0 | EIA-860, EIA-860M and EIA-923 | 201603
Estados Unidos | Upper Falls | Avista Corp |  | 47.6544 | -117.419 | Spokane | Spokane | Washington | 99201 | 508 N Post Street | 10.2 | 10.2 | Hidroeléctrica | Hidroeléctrica | 0 | 0 | 0 | 0 | 10.2 | 0 | 0 | 0 | 0 | 0 | 0 | 0 | EIA-860, EIA-860M and EIA-923 | 201603
Estados Unidos | Newhalem | City of Seattle - (WA) |  | 48.6759 | -121.241 | Rockport | Whatcom | Washington | 98283 | 500 Newhalem Street | 2.3 | 2.3 | Hidroeléctrica | Hidroeléctrica | 0 | 0 | 0 | 0 | 2.3 | 0 | 0 | 0 | 0 | 0 | 0 | 0 | EIA-860, EIA-860M and EIA-923 | 201603
Estados Unidos | Cabot Holyoke | City of Holyoke Gas and Electric Dept. |  | 42.2 | -72.61 | Holyoke | Hampden | Massachusetts | 01040 | 102 Cabot Street | 2.1 | 2.1 | Hidroeléctrica | Hidroeléctrica | 0 | 0 | 0 | 0 | 2.1 | 0 | 0 | 0 | 0 | 0 | 0 | 0 | EIA-860, EIA-860M and EIA-923 | 201603
Estados Unidos | Dinosaur Point | International Turbine Res Inc |  | 37.0478 | -121.171 | Los Banos | Merced | California | 93635 | 1400 Dinosaur Point | 17 | 17 | Eólica | Eólica | 0 | 0 | 0 | 0 | 0 | 0 | 0 | 0 | 17 | 0 | 0 | 0 | EIA-860, EIA-860M and EIA-923 | 201603
Estados Unidos | Covanta Warren Energy | Covanta Warren Energy Resource Co LP |  | 40.8205 | -75.0112 | Oxford | Warren | New Jersey | 07863 | 218 Mt Pisgah ave. | 10 | 10 | Biomasa | Biomasa | 0 | 0 | 0 | 0 | 0 | 0 | 0 | 0 | 0 | 0 | 10 | 0 | EIA-860, EIA-860M and EIA-923 | 201603
Estados Unidos | Covanta Hennepin Energy | Covanta Energy Co |  | 44.9833 | -93.2804 | Minneapolis | Hennepin | Minnesota | 55405 | 505 Sixth Ave., North | 33.7 | 33.7 | Biomasa | Biomasa | 0 | 0 | 0 | 0 | 0 | 0 | 0 | 0 | 0 | 0 | 33.7 | 0 | EIA-860, EIA-860M and EIA-923 | 201603
Estados Unidos | Lucky Peak Power Plant Project | Boise-Kuna Irrigation District |  | 43.528 | -116.058 | Boise | Ada | Idaho | 83716 | 9731 E Highway 21 | 83 | 83 | Hidroeléctrica | Hidroeléctrica | 0 | 0 | 0 | 0 | 83 | 0 | 0 | 0 | 0 | 0 | 0 | 0 | EIA-860, EIA-860M and EIA-923 | 201603
Estados Unidos | WestRock-West Point Mill | WestRock-West Point Mill |  | 37.5392 | -76.8053 | West Point | King William | Virginia | 23181 | 1901 Main Street | 101 | 101 | Biomasa | Biomasa | 0 | 0 | 0 | 0 | 0 | 0 | 0 | 0 | 0 | 0 | 101 | 0 | EIA-860, EIA-860M and EIA-923 | 201603
Estados Unidos | Desert Peak Power Plant | Ormat Nevada Inc |  | 39.754 | -118.953 | Fernley | Lyon | Nevada | 89406 | 10750 I-80 East, Exit 65 | 17.5 | 17.5 | Geotérmica | Geotérmica | 0 | 0 | 0 | 0 | 0 | 0 | 0 | 0 | 0 | 17.5 | 0 | 0 | EIA-860, EIA-860M and EIA-923 | 201603
Estados Unidos | Encina Water Pollution Control | Encina Joint Powers Authority |  | 33.1165 | -117.322 | Carlsbad | San Diego | California | 92011 | 6200 Avenida Encinas | 3.2 | 3.2 | Biomasa | Biomasa | 0 | 0 | 0 | 0 | 0 | 0 | 0 | 0 | 0 | 0 | 3.2 | 0 | EIA-860, EIA-860M and EIA-923 | 201603
Estados Unidos | Windpark Unlimited 1 | EUI Management PH Inc |  | 33.9447 | -116.622 | Desert Hot Springs | Riverside | California | 92240 | Not Applicable | 9.4 | 9.4 | Eólica | Eólica | 0 | 0 | 0 | 0 | 0 | 0 | 0 | 0 | 9.4 | 0 | 0 | 0 | EIA-860, EIA-860M and EIA-923 | 201603
Estados Unidos | Felt Hydroelectric Plant | CDM Hydroelectric Co |  | 43.9097 | -111.285 | Teton | Teton | Idaho | 83424 | 7 mi NW of Felt | 5.9 | 5.9 | Hidroeléctrica | Hidroeléctrica | 0 | 0 | 0 | 0 | 5.9 | 0 | 0 | 0 | 0 | 0 | 0 | 0 | EIA-860, EIA-860M and EIA-923 | 201603
Estados Unidos | Greater Detroit Resource Recovery | Detroit Renewable Power |  | 42.3678 | -83.0514 | Detroit | Wayne | Michigan | 48211 | 5700 Russell | 63.6 | 63.6 | Biomasa | Biomasa | 0 | 0 | 0 | 0 | 0 | 0 | 0 | 0 | 0 | 0 | 63.6 | 0 | EIA-860, EIA-860M and EIA-923 | 201603
Estados Unidos | Hillsborough Hosiery | Silverstreet Hydro |  | 43.1139 | -71.894 | Hillsboro | Hillsborough | New Hampshire | 03244 | Water Street | 1.2 | 1.2 | Hidroeléctrica | Hidroeléctrica | 0 | 0 | 0 | 0 | 1.2 | 0 | 0 | 0 | 0 | 0 | 0 | 0 | EIA-860, EIA-860M and EIA-923 | 201603
Estados Unidos | Little Mac Project | Little Mac Power Company |  | 42.6296 | -114.662 | Buhl | Twin Falls | Idaho | 83316 | 2000E 4300 N | 1.5 | 1.5 | Hidroeléctrica | Hidroeléctrica | 0 | 0 | 0 | 0 | 1.5 | 0 | 0 | 0 | 0 | 0 | 0 | 0 | EIA-860, EIA-860M and EIA-923 | 201603
Estados Unidos | Fourche Creek Wastewater | Little Rock Wastewater Utility |  | 34.6968 | -92.165 | Little Rock | Pulaski | Arkansas | 72206 | 9500 Birdwood Dr. | 1.3 | 1.3 | Biomasa | Biomasa | 0 | 0 | 0 | 0 | 0 | 0 | 0 | 0 | 0 | 0 | 1.3 | 0 | EIA-860, EIA-860M and EIA-923 | 201603
Estados Unidos | Lockville Hydropower | Brooks Energy, LLC |  | 35.6184 | -79.0912 | Moncure | Chatham | North Carolina | 27559 | 49 Lions Club | 1.2 | 1.2 | Hidroeléctrica | Hidroeléctrica | 0 | 0 | 0 | 0 | 1.2 | 0 | 0 | 0 | 0 | 0 | 0 | 0 | EIA-860, EIA-860M and EIA-923 | 201603
Estados Unidos | Fairhaven Power | DG Fairhaven Power LLC |  | 40.7995 | -124.203 | Samoa | Humboldt | California | 95564 | 97 Bay Street | 16 | 16 | Biomasa | Biomasa | 0 | 0 | 0 | 0 | 0 | 0 | 0 | 0 | 0 | 0 | 16 | 0 | EIA-860, EIA-860M and EIA-923 | 201603
Estados Unidos | General Electric Great Falls Upper Hydro | General Electric Co |  | 43.2597 | -70.8597 | Somersworth | Strafford | New Hampshire | 03878 | 130 Main Street | 2.1 | 2.1 | Hidroeléctrica | Hidroeléctrica | 0 | 0 | 0 | 0 | 2.1 | 0 | 0 | 0 | 0 | 0 | 0 | 0 | EIA-860, EIA-860M and EIA-923 | 201603
Estados Unidos | Miami Dade County Resource Recovery Fac | Covanta Southeast Florida Renewable Ltd |  | 25.8356 | -80.3566 | Miami | Miami Dade | Florida | 33178 | 6990 NW 97 Ave | 71.6 | 71.6 | Biomasa | Biomasa | 0 | 0 | 0 | 0 | 0 | 0 | 0 | 0 | 0 | 0 | 71.6 | 0 | EIA-860, EIA-860M and EIA-923 | 201603
Estados Unidos | Derby Hydro | McCallum Enterprises I LP |  | 41.3243 | -73.1021 | Shelton | Fairfield | Connecticut | 06418 | 305 Canel St. | 8.6 | 8.6 | Hidroeléctrica | Hidroeléctrica | 0 | 0 | 0 | 0 | 8.6 | 0 | 0 | 0 | 0 | 0 | 0 | 0 | EIA-860, EIA-860M and EIA-923 | 201603
Estados Unidos | Lockwood Hydroelectric Facility | Merimil Ltd Partnership |  | 44.5467 | -69.6292 | Waterville | Kennebec | Maine | 04901 | Water Street | 6.4 | 6.4 | Hidroeléctrica | Hidroeléctrica | 0 | 0 | 0 | 0 | 6.4 | 0 | 0 | 0 | 0 | 0 | 0 | 0 | EIA-860, EIA-860M and EIA-923 | 201603
Estados Unidos | Foothills Hydro Plant | Denver City & County-Foothills |  | 39.4588 | -105.066 | Littleton | Douglas | Colorado | 80125 | 6730 N. Rampart Range Rd. | 3.1 | 3.1 | Hidroeléctrica | Hidroeléctrica | 0 | 0 | 0 | 0 | 3.1 | 0 | 0 | 0 | 0 | 0 | 0 | 0 | EIA-860, EIA-860M and EIA-923 | 201603
Estados Unidos | Pulp Mill Power House | Humboldt Bay Harbor Rec & Con Dist |  | 40.8054 | -124.195 | Samoa | Humboldt | California | 95564 | 1 TCF Drive | 20 | 20 | Biomasa | Biomasa | 0 | 0 | 0 | 0 | 0 | 0 | 0 | 0 | 0 | 0 | 20 | 0 | EIA-860, EIA-860M and EIA-923 | 201603
Estados Unidos | Strontia Springs Hydro Plant | Denver City & County of |  | 39.4326 | -105.126 | Littleton | Douglas | Colorado | 80125 | 4910 South Platt River Rd | 1 | 1 | Hidroeléctrica | Hidroeléctrica | 0 | 0 | 0 | 0 | 1 | 0 | 0 | 0 | 0 | 0 | 0 | 0 | EIA-860, EIA-860M and EIA-923 | 201603
Estados Unidos | Commerce Refuse To Energy | Los Angeles County Sanitation |  | 33.9949 | -118.154 | Commerce | Los Angeles | California | 90040 | 5926 Sheila Street | 9 | 9 | Biomasa | Biomasa | 0 | 0 | 0 | 0 | 0 | 0 | 0 | 0 | 0 | 0 | 9 | 0 | EIA-860, EIA-860M and EIA-923 | 201603
Estados Unidos | Total Energy Facilities | Los Angeles County Sanitation |  | 33.7683 | -118.284 | Carson | Los Angeles | California | 90745 | 24501 S Figueroa Street | 31.4 | 31.4 | Biomasa | Biomasa | 0 | 0 | 0 | 0 | 0 | 0 | 0 | 0 | 0 | 0 | 31.4 | 0 | EIA-860, EIA-860M and EIA-923 | 201603
Estados Unidos | Hampshire Paper | Hampshire Paper Co Inc |  | 44.2965 | -75.3664 | Gouverneur | St Lawrence | New York | 13642 | 1827 Country Rt 22 | 1.8 | 1.8 | Hidroeléctrica | Hidroeléctrica | 0 | 0 | 0 | 0 | 1.8 | 0 | 0 | 0 | 0 | 0 | 0 | 0 | EIA-860, EIA-860M and EIA-923 | 201603
Estados Unidos | Harrisburg Facility | Harrisburg Authority |  | 40.2442 | -76.8539 | Harrisburg | Dauphin | Pennsylvania | 17104 | 1670 S 19th Street | 20.8 | 20.8 | Biomasa | Biomasa | 0 | 0 | 0 | 0 | 0 | 0 | 0 | 0 | 0 | 0 | 20.8 | 0 | EIA-860, EIA-860M and EIA-923 | 201603
Estados Unidos | PInova Inc | PInova Inc |  | 31.1648 | -81.4787 | Brunswick | Glynn | Georgia | 31520 | 2801 Cook St | 7.1 | 7.1 | Biomasa | Biomasa | 0 | 0 | 0 | 0 | 0 | 0 | 0 | 0 | 0 | 0 | 7.1 | 0 | EIA-860, EIA-860M and EIA-923 | 201603
Estados Unidos | High Shoals Hydro (GA) | High Shoals Hydro |  | 33.8165 | -83.5049 | High Shoals | Morgan | Georgia | 30645 | 110 Frazier Road | 1.4 | 1.4 | Hidroeléctrica | Hidroeléctrica | 0 | 0 | 0 | 0 | 1.4 | 0 | 0 | 0 | 0 | 0 | 0 | 0 | EIA-860, EIA-860M and EIA-923 | 201603
Estados Unidos | Deweys Mill | Hydro Energies Inc |  | 43.6411 | -72.4061 | White River Jct. | Windsor | Vermont | 05059 | Deweys Mill Rd. | 2.9 | 2.9 | Hidroeléctrica | Hidroeléctrica | 0 | 0 | 0 | 0 | 2.9 | 0 | 0 | 0 | 0 | 0 | 0 | 0 | EIA-860, EIA-860M and EIA-923 | 201603
Estados Unidos | South Dry Creek Hydro | Hydrodynamics Inc |  | 45.2063 | -109.165 | Red Lodge | Carbon | Montana | 59068 | South Dry Creek Rd | 2 | 2 | Hidroeléctrica | Hidroeléctrica | 0 | 0 | 0 | 0 | 2 | 0 | 0 | 0 | 0 | 0 | 0 | 0 | EIA-860, EIA-860M and EIA-923 | 201603
Estados Unidos | Isabella Hydro Project | Isabella Partners |  | 35.6439 | -118.482 | Lake Isabella | Kern | California | 93240 | Powerhouse Rd. off Hwy. 155 | 11.8 | 11.8 | Hidroeléctrica | Hidroeléctrica | 0 | 0 | 0 | 0 | 11.8 | 0 | 0 | 0 | 0 | 0 | 0 | 0 | EIA-860, EIA-860M and EIA-923 | 201603
Estados Unidos | Birch Creek Power | Birch Power Co |  | 44.0274 | -112.719 | Teriton | Clark | Idaho | 83450 | Highway 22 | 2.6 | 2.6 | Hidroeléctrica | Hidroeléctrica | 0 | 0 | 0 | 0 | 2.6 | 0 | 0 | 0 | 0 | 0 | 0 | 0 | EIA-860, EIA-860M and EIA-923 | 201603
Estados Unidos | Sierra Pacific Lincoln Facility | Sierra Pacific Industries Inc |  | 38.9032 | -121.31 | Lincoln | Placer | California | 95648 | 1445 Highway 65 | 17.5 | 17.5 | Biomasa | Biomasa | 0 | 0 | 0 | 0 | 0 | 0 | 0 | 0 | 0 | 0 | 17.5 | 0 | EIA-860, EIA-860M and EIA-923 | 201603
Estados Unidos | Warrior Ridge Hydro | American Hydro Power Company |  | 40.54 | -78.0346 | Petersburg | Huntingdon | Pennsylvania | 16669 | 8217 Warrior Ridge Road | 2.8 | 2.8 | Hidroeléctrica | Hidroeléctrica | 0 | 0 | 0 | 0 | 2.8 | 0 | 0 | 0 | 0 | 0 | 0 | 0 | EIA-860, EIA-860M and EIA-923 | 201603
Estados Unidos | Brasfield | Appomattox River Associates LP |  | 37.2208 | -77.5245 | Petersburg | Chesterfield | Virginia | 23803 | 21511 Chesdin Road | 2.9 | 2.9 | Hidroeléctrica | Hidroeléctrica | 0 | 0 | 0 | 0 | 2.9 | 0 | 0 | 0 | 0 | 0 | 0 | 0 | EIA-860, EIA-860M and EIA-923 | 201603
Estados Unidos | Whitewater Hydro Plant | Desert Water Agency |  | 33.9347 | -116.641 | California | Riverside | California | 92262 | Whitewater Canyon Road | 1.3 | 1.3 | Hidroeléctrica | Hidroeléctrica | 0 | 0 | 0 | 0 | 1.3 | 0 | 0 | 0 | 0 | 0 | 0 | 0 | EIA-860, EIA-860M and EIA-923 | 201603
Estados Unidos | Cherokee Falls | Aquenergy Systems Inc |  | 35.0642 | -81.5458 | Blacksburg | Cherokee | South Carolina | 29340 | 1406 Cherokee Falls Road | 1 | 1 | Hidroeléctrica | Hidroeléctrica | 0 | 0 | 0 | 0 | 1 | 0 | 0 | 0 | 0 | 0 | 0 | 0 | EIA-860, EIA-860M and EIA-923 | 201603
Estados Unidos | Metro Wastewater Reclamation District | Colorado Energy Nations Company, LLC |  | 39.8078 | -104.954 | Denver | Denver | Colorado | 80229 | 6450 York Street | 9.8 | 9.8 | Biomasa | Biomasa | 0 | 0 | 0 | 0 | 0 | 0 | 0 | 0 | 0 | 0 | 9.8 | 0 | EIA-860, EIA-860M and EIA-923 | 201603
Estados Unidos | Metropolitan Sewerage District | Metropolitan Sewerage District |  | 35.6497 | -82.5992 | Asheville | Buncombe | North Carolina | 28804 | 2028 Riverside Dr | 2.4 | 2.4 | Hidroeléctrica | Hidroeléctrica | 0 | 0 | 0 | 0 | 2.4 | 0 | 0 | 0 | 0 | 0 | 0 | 0 | EIA-860, EIA-860M and EIA-923 | 201603
Estados Unidos | Mine Falls Generating Station | Eagle Creek RE LLC |  | 42.7503 | -71.5053 | Nashua | Hillsborough | New Hampshire | 03062 | 15 Riverside St. | 3.2 | 3.2 | Hidroeléctrica | Hidroeléctrica | 0 | 0 | 0 | 0 | 3.2 | 0 | 0 | 0 | 0 | 0 | 0 | 0 | EIA-860, EIA-860M and EIA-923 | 201603
Estados Unidos | Anson Abenaki Hydros | Madison Paper Industries Inc |  | 44.7975 | -69.8867 | Madison | Somerset | Maine | 04950 | 3 Main Street | 27.1 | 25.1 | Hidroeléctrica | Hidroeléctrica | 0 | 2 | 0 | 0 | 25.1 | 0 | 0 | 0 | 0 | 0 | 0 | 0 | EIA-860, EIA-860M and EIA-923 | 201603
Estados Unidos | Tehachapi Wind Resource I | CalWind Resources Inc |  | 35.0606 | -118.39 | Tehachapi | Kern | California | 93581 | 16541 Tehachapi-Willow Springs | 8.7 | 8.7 | Eólica | Eólica | 0 | 0 | 0 | 0 | 0 | 0 | 0 | 0 | 8.7 | 0 | 0 | 0 | EIA-860, EIA-860M and EIA-923 | 201603
Estados Unidos | Moose River | EONY Generation Limited |  | 43.6107 | -75.3413 | Lyons Falls | Lewis | New York | 13368 | 7659 Lyonsdale Road | 12.3 | 12.3 | Hidroeléctrica | Hidroeléctrica | 0 | 0 | 0 | 0 | 12.3 | 0 | 0 | 0 | 0 | 0 | 0 | 0 | EIA-860, EIA-860M and EIA-923 | 201603
Estados Unidos | Philadlephia | EONY Generation Limited |  | 44.1586 | -75.7088 | Village of Philadelph | Jefferson | New York | 13673 | 24 Garden Road | 2 | 2 | Hidroeléctrica | Hidroeléctrica | 0 | 0 | 0 | 0 | 2 | 0 | 0 | 0 | 0 | 0 | 0 | 0 | EIA-860, EIA-860M and EIA-923 | 201603
Estados Unidos | West Ford Flat Power Plant | Geysers Power Co LLC |  | 38.7881 | -122.722 | Middletown | Lake | California | 95461 | 10350 Socrates Mine Road | 30 | 30 | Geotérmica | Geotérmica | 0 | 0 | 0 | 0 | 0 | 0 | 0 | 0 | 0 | 30 | 0 | 0 | EIA-860, EIA-860M and EIA-923 | 201603
Estados Unidos | Escanaba Mill | Verso Corp Escanaba Paper Co |  | 45.8044 | -87.0891 | Escanaba | Delta | Michigan | 49829 | 7100 County 426 M-5 Road | 100 | 100 | Biomasa | Biomasa | 0 | 0 | 0 | 0 | 0 | 0 | 0 | 0 | 0 | 0 | 100 | 0 | EIA-860, EIA-860M and EIA-923 | 201603
Estados Unidos | Lower Saranac Hydroelectric Facility | Lower Saranac Hydro Partner LP |  | 44.6694 | -73.5075 | Plattsburgh | Clinton | New York | 12901 | 1130 Military Turnpike | 6.3 | 6.3 | Hidroeléctrica | Hidroeléctrica | 0 | 0 | 0 | 0 | 6.3 | 0 | 0 | 0 | 0 | 0 | 0 | 0 | EIA-860, EIA-860M and EIA-923 | 201603
Estados Unidos | Alabama River Pulp | Alabama River Cellulose LLC |  | 31.5825 | -87.4889 | Perdue Hill | Monroe | Alabama | 36470 | 2373 Lena Landegger Hwy.Co. Rd | 44.6 | 44.6 | Biomasa | Biomasa | 0 | 0 | 0 | 0 | 0 | 0 | 0 | 0 | 0 | 0 | 44.6 | 0 | EIA-860, EIA-860M and EIA-923 | 201603
Estados Unidos | Warrensburg Hydroelectric | Boralex Hydro Operations Inc |  | 43.4833 | -73.7986 | Warrensburg | Warren | New York | 12885 | 180 Library Avenue | 2.9 | 2.9 | Hidroeléctrica | Hidroeléctrica | 0 | 0 | 0 | 0 | 2.9 | 0 | 0 | 0 | 0 | 0 | 0 | 0 | EIA-860, EIA-860M and EIA-923 | 201603
Estados Unidos | Middle Falls Hydro | Boralex Hydro Operations Inc |  | 43.0987 | -73.5253 | Middle Falls | Washington | New York | 12848 | 595 State Route 29 | 2.2 | 2.2 | Hidroeléctrica | Hidroeléctrica | 0 | 0 | 0 | 0 | 2.2 | 0 | 0 | 0 | 0 | 0 | 0 | 0 | EIA-860, EIA-860M and EIA-923 | 201603
Estados Unidos | Sissonville Hydro | Boralex Hydro Operations Inc |  | 44.6856 | -75.0029 | Potsdam | St Lawrence | New York | 13676 | 204 River Road | 3 | 3 | Hidroeléctrica | Hidroeléctrica | 0 | 0 | 0 | 0 | 3 | 0 | 0 | 0 | 0 | 0 | 0 | 0 | EIA-860, EIA-860M and EIA-923 | 201603
Estados Unidos | New York State Dam Hydro | Boralex Hydro Operations Inc |  | 42.7818 | -73.6961 | Waterford | Saratoga | New York | 12188 | One Kings Canal Highway | 11.4 | 11.4 | Hidroeléctrica | Hidroeléctrica | 0 | 0 | 0 | 0 | 11.4 | 0 | 0 | 0 | 0 | 0 | 0 | 0 | EIA-860, EIA-860M and EIA-923 | 201603
Estados Unidos | Tulare Success Power Project | Lower Tule River Irrgtn Dist |  | 36.0586 | -118.924 | Porterville | Tulare | California | 93257 | 29330 Highway 190 | 1.4 | 1.4 | Hidroeléctrica | Hidroeléctrica | 0 | 0 | 0 | 0 | 1.4 | 0 | 0 | 0 | 0 | 0 | 0 | 0 | EIA-860, EIA-860M and EIA-923 | 201603
Estados Unidos | Leaf River Cellulose LLC | Leaf River Cellulose LLC |  | 31.2434 | -89.0456 | NA | Perry | Mississippi | 39462 | 134 Buck Creek Road | 52.2 | 52.2 | Biomasa | Biomasa | 0 | 0 | 0 | 0 | 0 | 0 | 0 | 0 | 0 | 0 | 52.2 | 0 | EIA-860, EIA-860M and EIA-923 | 201603
Estados Unidos | Diana Hydroelectric | EONY Generation Limited |  | 44.1519 | -75.3217 | Harrisville | Lewis | New York | 13648 | Mill Street | 1.7 | 1.7 | Hidroeléctrica | Hidroeléctrica | 0 | 0 | 0 | 0 | 1.7 | 0 | 0 | 0 | 0 | 0 | 0 | 0 | EIA-860, EIA-860M and EIA-923 | 201603
Estados Unidos | Dolgeville Hydro | EONY Generation Limited |  | 43.0906 | -74.767 | Dolgeville | Herkimer | New York | 13329 | 1 Van Buren Extension | 5 | 5 | Hidroeléctrica | Hidroeléctrica | 0 | 0 | 0 | 0 | 5 | 0 | 0 | 0 | 0 | 0 | 0 | 0 | EIA-860, EIA-860M and EIA-923 | 201603
Estados Unidos | P H Glatfelter Co -Chillicothe Facility | P H Glatfelter Company |  | 39.3246 | -82.974 | Chillicothe | Ross | Ohio | 45601 | 232 East 8th Street | 50.1 | 31.8 | Biomasa | Biomasa | 18.3 | 0 | 0 | 0 | 0 | 0 | 0 | 0 | 0 | 0 | 31.8 | 0 | EIA-860, EIA-860M and EIA-923 | 201603
Estados Unidos | Bay County Waste to Energy | Bay County Board-County Comm |  | 30.2661 | -85.5207 | Panama City | Bay | Florida | 32404 | 6510 Bay Line Dr | 10 | 10 | Biomasa | Biomasa | 0 | 0 | 0 | 0 | 0 | 0 | 0 | 0 | 0 | 0 | 10 | 0 | EIA-860, EIA-860M and EIA-923 | 201603
Estados Unidos | Domtar Kingsport Mill | Domtar Paper Co LLC Kingsport Mill |  | 36.5489 | -82.5667 | Kingsport | Sullivan | Tennessee | 37660 | 100 Clinchfield Street | 46.5 | 46.5 | Biomasa | Biomasa | 0 | 0 | 0 | 0 | 0 | 0 | 0 | 0 | 0 | 0 | 46.5 | 0 | EIA-860, EIA-860M and EIA-923 | 201603
Estados Unidos | Haypress | EIF Haypress LLC |  | 39.5657 | -120.582 | Sierra City | Sierra | California | 96125 | End of Wild Plum Rd. | 10 | 10 | Hidroeléctrica | Hidroeléctrica | 0 | 0 | 0 | 0 | 10 | 0 | 0 | 0 | 0 | 0 | 0 | 0 | EIA-860, EIA-860M and EIA-923 | 201603
Estados Unidos | West Enfield Hydro | Brookfield Black Bear Hydro, LLC |  | 45.2497 | -68.6483 | West Enfield | Penobscot | Maine | 04493 | Dam Road | 9.5 | 9.5 | Hidroeléctrica | Hidroeléctrica | 0 | 0 | 0 | 0 | 9.5 | 0 | 0 | 0 | 0 | 0 | 0 | 0 | EIA-860, EIA-860M and EIA-923 | 201603
Estados Unidos | Haw River Hydro | Haw River Hydro Co |  | 35.9483 | -79.3244 | Saxapahaw | Alamance | North Carolina | 27340 | Swepsonville-Saxapahaw Road | 1.5 | 1.5 | Hidroeléctrica | Hidroeléctrica | 0 | 0 | 0 | 0 | 1.5 | 0 | 0 | 0 | 0 | 0 | 0 | 0 | EIA-860, EIA-860M and EIA-923 | 201603
Estados Unidos | Clement Dam Hydro LLC | Eagle Creek RE LLC |  | 43.4405 | -71.596 | Tilton | Belknap | New Hampshire | 03276 | 24 Mill St | 2.3 | 2.3 | Hidroeléctrica | Hidroeléctrica | 0 | 0 | 0 | 0 | 2.3 | 0 | 0 | 0 | 0 | 0 | 0 | 0 | EIA-860, EIA-860M and EIA-923 | 201603
Estados Unidos | Kansas River Project | Bowersock Mills & Power Co |  | 38.974 | -95.2351 | Lawrence | Douglas | Kansas | 66044 | 500 South Powerhouse Road | 7 | 7 | Hidroeléctrica | Hidroeléctrica | 0 | 0 | 0 | 0 | 7 | 0 | 0 | 0 | 0 | 0 | 0 | 0 | EIA-860, EIA-860M and EIA-923 | 201603
Estados Unidos | Big Creek Water Works | Big Creek Water Works Ltd |  | 40.6467 | -123.498 | Hyampom | Trinity | California | 96046 | Hwy 3 at Hayfork @ Hyampom Rd | 4.8 | 4.8 | Hidroeléctrica | Hidroeléctrica | 0 | 0 | 0 | 0 | 4.8 | 0 | 0 | 0 | 0 | 0 | 0 | 0 | EIA-860, EIA-860M and EIA-923 | 201603
Estados Unidos | Townsend Hydro | Beaver Falls Municipal Auth |  | 40.7335 | -80.3148 | New Brighton | Beaver | Pennsylvania | 15066 | 1st Ave | 4.2 | 4.2 | Hidroeléctrica | Hidroeléctrica | 0 | 0 | 0 | 0 | 4.2 | 0 | 0 | 0 | 0 | 0 | 0 | 0 | EIA-860, EIA-860M and EIA-923 | 201603
Estados Unidos | Cornell Hydro | Cornell Hydro |  | 42.4519 | -76.4851 | Ithaca | Tompkins | New York | 14853 | Thurston Ave | 1.6 | 1.6 | Hidroeléctrica | Hidroeléctrica | 0 | 0 | 0 | 0 | 1.6 | 0 | 0 | 0 | 0 | 0 | 0 | 0 | EIA-860, EIA-860M and EIA-923 | 201603
Estados Unidos | Beowawe Power | Terra-Gen Operating Company |  | 40.5547 | -116.618 | Beowawe | Lander | Nevada | 89821 | 1000 Power Plant Place | 14.1 | 14.1 | Geotérmica | Geotérmica | 0 | 0 | 0 | 0 | 0 | 0 | 0 | 0 | 0 | 14.1 | 0 | 0 | EIA-860, EIA-860M and EIA-923 | 201603
Estados Unidos | Big Valley Power LLC | Big Valley Power (BVP) LLC |  | 41.1325 | -121.137 | Bieber | Lassen | California | 96009 | 554 925 Highway 299 East | 8.7 | 8.7 | Biomasa | Biomasa | 0 | 0 | 0 | 0 | 0 | 0 | 0 | 0 | 0 | 0 | 8.7 | 0 | EIA-860, EIA-860M and EIA-923 | 201603
Estados Unidos | Bridgewater Power LP | Bridgewater Power Co LP |  | 43.7155 | -71.6585 | Bridgewater | Grafton | New Hampshire | 03217 | Route #3 | 16 | 16 | Biomasa | Biomasa | 0 | 0 | 0 | 0 | 0 | 0 | 0 | 0 | 0 | 0 | 16 | 0 | EIA-860, EIA-860M and EIA-923 | 201603
Estados Unidos | South Forks Hydro | South Forks Joint Venture |  | 42.4937 | -114.31 | Hansen | Twin Falls | Idaho | 83334 | 3431 A. North 3800 East | 8 | 8 | Hidroeléctrica | Hidroeléctrica | 0 | 0 | 0 | 0 | 8 | 0 | 0 | 0 | 0 | 0 | 0 | 0 | EIA-860, EIA-860M and EIA-923 | 201603
Estados Unidos | Desert View Power | Desert View Power Inc |  | 33.586 | -116.087 | Mecca | Riverside | California | 92254 | 62-300 Gene Welmas Drive | 47 | 47 | Biomasa | Biomasa | 0 | 0 | 0 | 0 | 0 | 0 | 0 | 0 | 0 | 0 | 47 | 0 | EIA-860, EIA-860M and EIA-923 | 201603
Estados Unidos | Dutchess Cnty Resource Recovery Facility | Dutchess County RRA |  | 41.647 | -73.943 | Poughkeepsie | Dutchess | New York | 12601 | 96 Sand Dock Road | 7.2 | 7.2 | Biomasa | Biomasa | 0 | 0 | 0 | 0 | 0 | 0 | 0 | 0 | 0 | 0 | 7.2 | 0 | EIA-860, EIA-860M and EIA-923 | 201603
Estados Unidos | Copper Dam Plant | Farmer's Irrigation District |  | 45.6652 | -121.524 | Hood River | Hood River | Oregon | 97031 | 1900 Copper Dam Road | 1 | 1 | Hidroeléctrica | Hidroeléctrica | 0 | 0 | 0 | 0 | 1 | 0 | 0 | 0 | 0 | 0 | 0 | 0 | EIA-860, EIA-860M and EIA-923 | 201603
Estados Unidos | Mink Creek Hydro | Mink Creek Hydro Entity |  | 42.2608 | -111.666 | Preston | Franklin | Idaho | 83263 | 8600 East Mink Creek Road | 2 | 2 | Hidroeléctrica | Hidroeléctrica | 0 | 0 | 0 | 0 | 2 | 0 | 0 | 0 | 0 | 0 | 0 | 0 | EIA-860, EIA-860M and EIA-923 | 201603
Estados Unidos | Florida Power Development | Florida Power Development |  | 28.5819 | -82.4311 | Brooksville | Hernando | Florida | 34601 | 10311 Cement Plant Road | 66 | 66 | Biomasa | Biomasa | 0 | 0 | 0 | 0 | 0 | 0 | 0 | 0 | 0 | 0 | 66 | 0 | EIA-860, EIA-860M and EIA-923 | 201603
Estados Unidos | H Power | Covanta Honolulu Resource Recovery |  | 21.3 | -158.099 | Kapolei | Honolulu | Hawaii | 96707 | 91-174 Hanua Street | 88 | 88 | Biomasa | Biomasa | 0 | 0 | 0 | 0 | 0 | 0 | 0 | 0 | 0 | 0 | 88 | 0 | EIA-860, EIA-860M and EIA-923 | 201603
Estados Unidos | Southside Water Reclamation Plant | Albuquerque City of |  | 35.0161 | -106.67 | Albuquerque | Bernalillo | New Mexico | 87105 | 4210 2nd st SW | 6.4 | 2.2 | Gas natural | Biomasa | 0 | 4.2 | 0 | 0 | 0 | 0 | 0 | 0 | 0 | 0 | 2.2 | 0 | EIA-860, EIA-860M and EIA-923 | 201603
Estados Unidos | Hillman Power LLC | Hillman Power Co |  | 45.0688 | -83.8932 | Hillman | Montmorency | Michigan | 49746 | 750 Progress Street | 17.7 | 17.7 | Biomasa | Biomasa | 0 | 0 | 0 | 0 | 0 | 0 | 0 | 0 | 0 | 0 | 17.7 | 0 | EIA-860, EIA-860M and EIA-923 | 201603
Estados Unidos | ReEnergy Livermore Falls | ReEnergy Livermore Falls |  | 44.4317 | -70.1619 | Livemore Falls | Androscoggin | Maine | 04254 | 267 Diamond Road | 36 | 36 | Biomasa | Biomasa | 0 | 0 | 0 | 0 | 0 | 0 | 0 | 0 | 0 | 0 | 36 | 0 | EIA-860, EIA-860M and EIA-923 | 201603
Estados Unidos | ReEnergy Ashland | ReEnergy Ashland LLC |  | 46.6334 | -68.4361 | Ashland | Aroostook | Maine | 04732 | 63 Realty Road | 34 | 34 | Biomasa | Biomasa | 0 | 0 | 0 | 0 | 0 | 0 | 0 | 0 | 0 | 0 | 34 | 0 | EIA-860, EIA-860M and EIA-923 | 201603
Estados Unidos | CPI USA NC Roxboro | CPI USA NC Roxboro LLC |  | 36.435 | -78.9619 | Roxboro | Person | North Carolina | 27573 | 331 Allie Clay Rd. | 47 | 47 | Biomasa | Biomasa | 0 | 0 | 0 | 0 | 0 | 0 | 0 | 0 | 0 | 0 | 47 | 0 | EIA-860, EIA-860M and EIA-923 | 201603
Estados Unidos | Coastal Carolina Clean Power | Carlyle/Riverstone Renewable Energy |  | 35.0217 | -77.8583 | Kenansville | Duplin | North Carolina | 28349 | 1838 NC 11 & 903 | 27 | 27 | Biomasa | Biomasa | 0 | 0 | 0 | 0 | 0 | 0 | 0 | 0 | 0 | 0 | 27 | 0 | EIA-860, EIA-860M and EIA-923 | 201603
Estados Unidos | Lumberton | NC Renewable Power - Lumberton LLC |  | 34.59 | -78.9968 | Lumberton | Robeson | North Carolina | 28359 | 1866 Hestertown Road | 34.7 | 34.7 | Biomasa | Biomasa | 0 | 0 | 0 | 0 | 0 | 0 | 0 | 0 | 0 | 0 | 34.7 | 0 | EIA-860, EIA-860M and EIA-923 | 201603
Estados Unidos | Sycamore Energy 1 | Sycamore Energy 1 LLC |  | 32.8577 | -117.029 | Santee | San Diego | California | 92071 | 8514 Mast Blvd. | 5.2 | 5.2 | Biomasa | Biomasa | 0 | 0 | 0 | 0 | 0 | 0 | 0 | 0 | 0 | 0 | 5.2 | 0 | EIA-860, EIA-860M and EIA-923 | 201603
Estados Unidos | GRS Coyote Canyon | Coyote Canyon Energy LLC |  | 33.613 | -117.822 | Irvine | Orange | California | 92612 | 20662 Newport Coast Drive | 17 | 17 | Biomasa | Biomasa | 0 | 0 | 0 | 0 | 0 | 0 | 0 | 0 | 0 | 0 | 17 | 0 | EIA-860, EIA-860M and EIA-923 | 201603
Estados Unidos | Kalaheo Hydro | McBryde Sugar Co Ltd |  | 21.9361 | -159.529 | Kaleheo | Kauai | Hawaii | 96714 | Opu Road Extension | 1.1 | 1.1 | Hidroeléctrica | Hidroeléctrica | 0 | 0 | 0 | 0 | 1.1 | 0 | 0 | 0 | 0 | 0 | 0 | 0 | EIA-860, EIA-860M and EIA-923 | 201603
Estados Unidos | Wainiha Hydro | McBryde Sugar Co Ltd |  | 22.1963 | -159.556 | Hanalei | Kauai | Hawaii | 96714 | Powerhouse Road Extension | 3.4 | 3.4 | Hidroeléctrica | Hidroeléctrica | 0 | 0 | 0 | 0 | 3.4 | 0 | 0 | 0 | 0 | 0 | 0 | 0 | EIA-860, EIA-860M and EIA-923 | 201603
Estados Unidos | Dillon Hydro Plant | Denver City & County of |  | 39.6208 | -106.066 | Summit | Summit | Colorado | 80435 | 858 Old Colorado Hwy #9 | 1.8 | 1.8 | Hidroeléctrica | Hidroeléctrica | 0 | 0 | 0 | 0 | 1.8 | 0 | 0 | 0 | 0 | 0 | 0 | 0 | EIA-860, EIA-860M and EIA-923 | 201603
Estados Unidos | Williams Fork Hydro Plant | Denver City & County of |  | 40.035 | -106.205 | Parshall | Grand | Colorado | 80468 | 1839 County Rd 3008 | 3.5 | 3.5 | Hidroeléctrica | Hidroeléctrica | 0 | 0 | 0 | 0 | 3.5 | 0 | 0 | 0 | 0 | 0 | 0 | 0 | EIA-860, EIA-860M and EIA-923 | 201603
Estados Unidos | North Fork Hydro Plant | Denver City & County of |  | 39.4616 | -105.677 | Grant | Park | Colorado | 80448 | 49548 U.S 285 | 5.5 | 5.5 | Hidroeléctrica | Hidroeléctrica | 0 | 0 | 0 | 0 | 5.5 | 0 | 0 | 0 | 0 | 0 | 0 | 0 | EIA-860, EIA-860M and EIA-923 | 201603
Estados Unidos | Gross Hydro Plant | Denver City & County of |  | 39.9456 | -105.356 | Boulder | Jefferson | Colorado | 80471 | 3817 Gross Dam Road | 7.8 | 7.8 | Hidroeléctrica | Hidroeléctrica | 0 | 0 | 0 | 0 | 7.8 | 0 | 0 | 0 | 0 | 0 | 0 | 0 | EIA-860, EIA-860M and EIA-923 | 201603
Estados Unidos | International Paper - Orange | International Paper - Orange |  | 30.2178 | -93.7422 | Orange | Orange | Texas | 77632 | 1750 Inland Rd | 36.8 | 36.8 | Biomasa | Biomasa | 0 | 0 | 0 | 0 | 0 | 0 | 0 | 0 | 0 | 0 | 36.8 | 0 | EIA-860, EIA-860M and EIA-923 | 201603
Estados Unidos | Inland Paperboard Packaging Rome | Inland Paperboard - Rome Mill |  | 34.2528 | -85.3275 | Rome | Floyd | Georgia | 30165 | 238 Mays Bridge Rd | 61 | 61 | Biomasa | Biomasa | 0 | 0 | 0 | 0 | 0 | 0 | 0 | 0 | 0 | 0 | 61 | 0 | EIA-860, EIA-860M and EIA-923 | 201603
Estados Unidos | Camden Resource Recovery Facility | Camden County Energy Recovery Corp |  | 39.9092 | -75.1169 | Camden | Camden | New Jersey | 08104 | 600 Morgan Blvd. | 33 | 33 | Biomasa | Biomasa | 0 | 0 | 0 | 0 | 0 | 0 | 0 | 0 | 0 | 0 | 33 | 0 | EIA-860, EIA-860M and EIA-923 | 201603
Estados Unidos | SEGS III | FPL Energy Operating Services Inc - SEGS |  | 35.0069 | -117.556 | Boron | San Bernardino | California | 93516 | 41100 Hwy 395 | 36 | 36 | Solar | Solar | 0 | 0 | 0 | 0 | 0 | 0 | 0 | 36 | 0 | 0 | 0 | 0 | EIA-860, EIA-860M and EIA-923 | 201603
Estados Unidos | SEGS IV | FPL Energy Operating Services Inc - SEGS |  | 35.0122 | -117.556 | Boron | San Bernardino | California | 93516 | 41100 Hwy 395 | 36 | 36 | Solar | Solar | 0 | 0 | 0 | 0 | 0 | 0 | 0 | 36 | 0 | 0 | 0 | 0 | EIA-860, EIA-860M and EIA-923 | 201603
Estados Unidos | SEGS V | FPL Energy Operating Services Inc - SEGS |  | 35.0195 | -117.556 | Boron | San Bernardino | California | 93516 | 41100 Hwy 395 | 36 | 36 | Solar | Solar | 0 | 0 | 0 | 0 | 0 | 0 | 0 | 36 | 0 | 0 | 0 | 0 | EIA-860, EIA-860M and EIA-923 | 201603
Estados Unidos | SEGS VI | FPL Energy Operating Services Inc - SEGS |  | 35.021 | -117.566 | Boron | San Bernardino | California | 93516 | 41100 Hwy 395 | 36 | 36 | Solar | Solar | 0 | 0 | 0 | 0 | 0 | 0 | 0 | 36 | 0 | 0 | 0 | 0 | EIA-860, EIA-860M and EIA-923 | 201603
Estados Unidos | SEGS VII | FPL Energy Operating Services Inc - SEGS |  | 35.0148 | -117.566 | Boron | San Bernardino | California | 93516 | 41100 Highway 395 | 36 | 36 | Solar | Solar | 0 | 0 | 0 | 0 | 0 | 0 | 0 | 36 | 0 | 0 | 0 | 0 | EIA-860, EIA-860M and EIA-923 | 201603
Estados Unidos | SEGS VIII | FPL Energy Operating Services Inc - SEGS |  | 35.0308 | -117.356 | Hinkley | San Bernardino | California | 92347 | 43880 Harper Lake Road | 88 | 88 | Solar | Solar | 0 | 0 | 0 | 0 | 0 | 0 | 0 | 88 | 0 | 0 | 0 | 0 | EIA-860, EIA-860M and EIA-923 | 201603
Estados Unidos | SEGS IX | FPL Energy Operating Services Inc - SEGS |  | 35.033 | -117.338 | Hinkley | San Bernardino | California | 92347 | 43880 Harper Lake Road | 88 | 88 | Solar | Solar | 0 | 0 | 0 | 0 | 0 | 0 | 0 | 88 | 0 | 0 | 0 | 0 | EIA-860, EIA-860M and EIA-923 | 201603
Estados Unidos | LAC Courte Oreilles Hydroelect | Renewable World Energies LLC |  | 45.8883 | -91.0769 | Winter | Sawyer | Wisconsin | 54896 | N5961 Dam Road | 3.2 | 3.2 | Hidroeléctrica | Hidroeléctrica | 0 | 0 | 0 | 0 | 3.2 | 0 | 0 | 0 | 0 | 0 | 0 | 0 | EIA-860, EIA-860M and EIA-923 | 201603
Estados Unidos | Muck Valley Hydroelectric | Brookfield Energy Marketing LP |  | 40.9764 | -121.256 | NA | Lassen | California | 96068 | NA | 29.9 | 29.9 | Hidroeléctrica | Hidroeléctrica | 0 | 0 | 0 | 0 | 29.9 | 0 | 0 | 0 | 0 | 0 | 0 | 0 | EIA-860, EIA-860M and EIA-923 | 201603
Estados Unidos | ReEnergy Black River | Black River Generation LLC |  | 44.0365 | -75.772 | Fort Drum | Jefferson | New York | 13602 | Euphrates RV Rd. & Oneida Ave. | 55 | 55 | Biomasa | Biomasa | 0 | 0 | 0 | 0 | 0 | 0 | 0 | 0 | 0 | 0 | 55 | 0 | EIA-860, EIA-860M and EIA-923 | 201603
Estados Unidos | Fourth Branch Hydroelectric Facility | Boralex Hydro Operations Inc |  | 42.7876 | -73.6917 | Waterford | Saratoga | New York | 12188 | O'Connor Drive | 3.3 | 3.3 | Hidroeléctrica | Hidroeléctrica | 0 | 0 | 0 | 0 | 3.3 | 0 | 0 | 0 | 0 | 0 | 0 | 0 | EIA-860, EIA-860M and EIA-923 | 201603
Estados Unidos | Spadra Landfill Gas to Energy | Los Angeles County Sanitation |  | 34.0408 | -117.822 | Walnut | Los Angeles | California | 91789 | 4125 W Valley Blvd | 5 | 5 | Biomasa | Biomasa | 0 | 0 | 0 | 0 | 0 | 0 | 0 | 0 | 0 | 0 | 5 | 0 | EIA-860, EIA-860M and EIA-923 | 201603
Estados Unidos | Puente Hills Energy Recovery | Los Angeles County Sanitation |  | 34.0233 | -118.024 | Whittier | Los Angeles | California | 90601 | 2800 S Workman Mill Road | 53.1 | 53.1 | Biomasa | Biomasa | 0 | 0 | 0 | 0 | 0 | 0 | 0 | 0 | 0 | 0 | 53.1 | 0 | EIA-860, EIA-860M and EIA-923 | 201603
Estados Unidos | Wisconsin Rapids Pulp Mill | Verso Corporation |  | 44.3953 | -89.826 | Wisconsin Rapids | Wood | Wisconsin | 54495 | 950 Fourth Avenue North | 64.7 | 64.7 | Biomasa | Biomasa | 0 | 0 | 0 | 0 | 0 | 0 | 0 | 0 | 0 | 0 | 64.7 | 0 | EIA-860, EIA-860M and EIA-923 | 201603
Estados Unidos | Ples I | Ormat Nevada Inc |  | 37.6455 | -118.91 | Mammoth Lakes | Mono | California | 93546 | 85 Casa Diablo | 12 | 12 | Geotérmica | Geotérmica | 0 | 0 | 0 | 0 | 0 | 0 | 0 | 0 | 0 | 12 | 0 | 0 | EIA-860, EIA-860M and EIA-923 | 201603
Estados Unidos | Mammoth Pacific I | Ormat Nevada Inc |  | 37.6451 | -118.914 | Mammoth lakes | Mono | California | 93546 | 85 Casa Diablo | 6.4 | 6.4 | Geotérmica | Geotérmica | 0 | 0 | 0 | 0 | 0 | 0 | 0 | 0 | 0 | 6.4 | 0 | 0 | EIA-860, EIA-860M and EIA-923 | 201603
Estados Unidos | Mammoth Pacific II | Ormat Nevada Inc |  | 37.6464 | -118.909 | Mammoth Lakes | Mono | California | 93546 | 85 Casa Diablo | 21.6 | 21.6 | Geotérmica | Geotérmica | 0 | 0 | 0 | 0 | 0 | 0 | 0 | 0 | 0 | 21.6 | 0 | 0 | EIA-860, EIA-860M and EIA-923 | 201603
Estados Unidos | Boise Cascade International Falls | Boise White Paper LLC |  | 48.6067 | -93.4066 | International Falls | Koochiching | Minnesota | 56649 | 400 Second Street | 46.2 | 46.2 | Biomasa | Biomasa | 0 | 0 | 0 | 0 | 0 | 0 | 0 | 0 | 0 | 0 | 46.2 | 0 | EIA-860, EIA-860M and EIA-923 | 201603
Estados Unidos | International Falls Power | Boise White Paper LLC |  | 48.6081 | -93.4043 | International Falls | Koochiching | Minnesota | 56649 | 400 Second Street | 14.2 | 14.2 | Hidroeléctrica | Hidroeléctrica | 0 | 0 | 0 | 0 | 14.2 | 0 | 0 | 0 | 0 | 0 | 0 | 0 | EIA-860, EIA-860M and EIA-923 | 201603
Estados Unidos | DeRidder Mill | Boise Packaging & Newsprint LLC |  | 30.8606 | -93.3756 | DeRidder | Beauregard | Louisiana | 70634 | 4200 Hwy 190 W. | 61.5 | 61.5 | Biomasa | Biomasa | 0 | 0 | 0 | 0 | 0 | 0 | 0 | 0 | 0 | 0 | 61.5 | 0 | EIA-860, EIA-860M and EIA-923 | 201603
Estados Unidos | Upper Beaver Falls Project | Eagle Creek RE LLC |  | 43.8836 | -75.4281 | Beaver Falls | Lewis | New York | 13620 | 9692 NYS Rt.126 | 1.5 | 1.5 | Hidroeléctrica | Hidroeléctrica | 0 | 0 | 0 | 0 | 1.5 | 0 | 0 | 0 | 0 | 0 | 0 | 0 | EIA-860, EIA-860M and EIA-923 | 201603
Estados Unidos | Rumford Falls Hydro Facility | Brookfield Power New England |  | 44.5486 | -70.6283 | Rumford | Oxford | Maine | 04276 | 35 Hartford St. | 44.5 | 44.5 | Hidroeléctrica | Hidroeléctrica | 0 | 0 | 0 | 0 | 44.5 | 0 | 0 | 0 | 0 | 0 | 0 | 0 | EIA-860, EIA-860M and EIA-923 | 201603
Estados Unidos | Sheldon Springs Hydroelectric | Sheldon Vermont Hydro Co., Inc. |  | 44.9108 | -72.9736 | Sheldon Springs | Franklin | Vermont | 05483 | Heather Lane | 24 | 24 | Hidroeléctrica | Hidroeléctrica | 0 | 0 | 0 | 0 | 24 | 0 | 0 | 0 | 0 | 0 | 0 | 0 | EIA-860, EIA-860M and EIA-923 | 201603
Estados Unidos | Rumford Cogeneration | NewPage Corporation |  | 44.5513 | -70.5414 | Rumford | Oxford | Maine | 04276 | 35 Hartford St | 85 | 85 | Biomasa | Biomasa | 0 | 0 | 0 | 0 | 0 | 0 | 0 | 0 | 0 | 0 | 85 | 0 | EIA-860, EIA-860M and EIA-923 | 201603
Estados Unidos | Thermal Energy Development Part LP | Thermal Energy Development Part LP |  | 37.7199 | -121.489 | Tracy | San Joaquin | California | 95377 | 14800 W Schulte Rd | 18.5 | 18.5 | Biomasa | Biomasa | 0 | 0 | 0 | 0 | 0 | 0 | 0 | 0 | 0 | 0 | 18.5 | 0 | EIA-860, EIA-860M and EIA-923 | 201603
Estados Unidos | Wheelabrator Hudson Falls | Wheelabrator Environmental Systems |  | 43.3056 | -73.5914 | Hudson Falls | Washington | New York | 12839 | 93 River Street | 11.5 | 11.5 | Biomasa | Biomasa | 0 | 0 | 0 | 0 | 0 | 0 | 0 | 0 | 0 | 0 | 11.5 | 0 | EIA-860, EIA-860M and EIA-923 | 201603
Estados Unidos | Finch Paper | Finch Paper LLC |  | 43.3084 | -73.6376 | Glen Falls | Warren | New York | 12801 | 1 Glen Street | 23 | 23 | Biomasa | Biomasa | 0 | 0 | 0 | 0 | 0 | 0 | 0 | 0 | 0 | 0 | 23 | 0 | EIA-860, EIA-860M and EIA-923 | 201603
Estados Unidos | Dayton Hydro | Midwest Hydro LLC |  | 41.3878 | -88.7897 | Ottawa | LaSalle | Illinois | 61350 | 1963 North 3103 Road | 3.6 | 3.6 | Hidroeléctrica | Hidroeléctrica | 0 | 0 | 0 | 0 | 3.6 | 0 | 0 | 0 | 0 | 0 | 0 | 0 | EIA-860, EIA-860M and EIA-923 | 201603
Estados Unidos | Benton Falls Associates | Essex Hydro Associates LLC |  | 44.5802 | -69.5545 | Benton | Kennebec | Maine | 04901 | 1215 Clinton Avenue | 4 | 4 | Hidroeléctrica | Hidroeléctrica | 0 | 0 | 0 | 0 | 4 | 0 | 0 | 0 | 0 | 0 | 0 | 0 | EIA-860, EIA-860M and EIA-923 | 201603
Estados Unidos | Craven County Wood Energy LP | CMS Generation Operating Co II |  | 35.1302 | -77.1679 | New Bern | Craven | North Carolina | 28562 | 201 Executive Parkway | 48 | 48 | Biomasa | Biomasa | 0 | 0 | 0 | 0 | 0 | 0 | 0 | 0 | 0 | 0 | 48 | 0 | EIA-860, EIA-860M and EIA-923 | 201603
Estados Unidos | Dodge Falls Associates | Dodge Falls Associates LP |  | 44.2081 | -72.0581 | Bath | Grafton | New Hampshire | 03740 | 61 Dodge Falls Road | 5 | 5 | Hidroeléctrica | Hidroeléctrica | 0 | 0 | 0 | 0 | 5 | 0 | 0 | 0 | 0 | 0 | 0 | 0 | EIA-860, EIA-860M and EIA-923 | 201603
Estados Unidos | Feeder Dam Hydro Plant | Erie Boulevard Hydropower LP |  | 43.2899 | -73.6658 | S. Glen Falls | Saratoga | New York | 12803 | 144 Feeder Dam Rd. | 4.7 | 4.7 | Hidroeléctrica | Hidroeléctrica | 0 | 0 | 0 | 0 | 4.7 | 0 | 0 | 0 | 0 | 0 | 0 | 0 | EIA-860, EIA-860M and EIA-923 | 201603
Estados Unidos | Beebee Island Hydro Plant | Erie Boulevard Hydropower LP |  | 43.9767 | -75.9072 | Watertown | Jefferson | New York | 13601 | 234 Mill Street | 8.6 | 8.6 | Hidroeléctrica | Hidroeléctrica | 0 | 0 | 0 | 0 | 8.6 | 0 | 0 | 0 | 0 | 0 | 0 | 0 | EIA-860, EIA-860M and EIA-923 | 201603
Estados Unidos | Granger Electric Generating Station #2 | Granger Electric Co |  | 42.805 | -84.7075 | Grand Ledge | Clinton | Michigan | 48837 | 8550 West Grand River | 3.2 | 3.2 | Biomasa | Biomasa | 0 | 0 | 0 | 0 | 0 | 0 | 0 | 0 | 0 | 0 | 3.2 | 0 | EIA-860, EIA-860M and EIA-923 | 201603
Estados Unidos | Dexter Plant | CHI Energy Inc |  | 44.004 | -76.0413 | Dexter | Jefferson | New York | 13634 | Locke Street | 4 | 4 | Hidroeléctrica | Hidroeléctrica | 0 | 0 | 0 | 0 | 4 | 0 | 0 | 0 | 0 | 0 | 0 | 0 | EIA-860, EIA-860M and EIA-923 | 201603
Estados Unidos | Theresa Plant | CHI Energy Inc |  | 44.2174 | -75.7952 | Theresa | Jefferson | New York | 13694 | Bridge Street | 1.3 | 1.3 | Hidroeléctrica | Hidroeléctrica | 0 | 0 | 0 | 0 | 1.3 | 0 | 0 | 0 | 0 | 0 | 0 | 0 | EIA-860, EIA-860M and EIA-923 | 201603
Estados Unidos | Diamond Island Plant | CHI Energy Inc |  | 43.9786 | -75.8861 | Watertown | Jefferson | New York | 13601 | Water Street | 1.2 | 1.2 | Hidroeléctrica | Hidroeléctrica | 0 | 0 | 0 | 0 | 1.2 | 0 | 0 | 0 | 0 | 0 | 0 | 0 | EIA-860, EIA-860M and EIA-923 | 201603
Estados Unidos | Hailesboro 4 Plant | CHI Energy Inc |  | 44.3117 | -75.445 | Hailesboro | ST Lawrence | New York | 13645 | 121 Mill Street | 1.4 | 1.4 | Hidroeléctrica | Hidroeléctrica | 0 | 0 | 0 | 0 | 1.4 | 0 | 0 | 0 | 0 | 0 | 0 | 0 | EIA-860, EIA-860M and EIA-923 | 201603
Estados Unidos | Copenhagen Plant | CHI Energy Inc |  | 43.8997 | -75.6603 | Copenhagen | Lewis | New York | 13626 | Cataract Street | 3.1 | 3.1 | Hidroeléctrica | Hidroeléctrica | 0 | 0 | 0 | 0 | 3.1 | 0 | 0 | 0 | 0 | 0 | 0 | 0 | EIA-860, EIA-860M and EIA-923 | 201603
Estados Unidos | Beaver Valley Patterson Dam | CHI Energy Inc |  | 40.7441 | -80.3178 | Beaver Falls | Beaver | Pennsylvania | 15010 | Third Street & The River | 1.2 | 1.2 | Hidroeléctrica | Hidroeléctrica | 0 | 0 | 0 | 0 | 1.2 | 0 | 0 | 0 | 0 | 0 | 0 | 0 | EIA-860, EIA-860M and EIA-923 | 201603
Estados Unidos | Pyrites Plant | CHI Energy Inc |  | 44.522 | -75.1881 | Pyrites | ST Lawrence | New York | 13677 | County Route 21 | 7.7 | 7.7 | Hidroeléctrica | Hidroeléctrica | 0 | 0 | 0 | 0 | 7.7 | 0 | 0 | 0 | 0 | 0 | 0 | 0 | EIA-860, EIA-860M and EIA-923 | 201603
Estados Unidos | Al Turi | Ameresco LFG I Inc |  | 41.4083 | -74.3731 | Goshen | Orange | New York | 10924 | 91 Hartley Road | 2.4 | 2.4 | Biomasa | Biomasa | 0 | 0 | 0 | 0 | 0 | 0 | 0 | 0 | 0 | 0 | 2.4 | 0 | EIA-860, EIA-860M and EIA-923 | 201603
Estados Unidos | High Shoals Hydro (NC) | Mills Shoals Hydro Co Inc |  | 35.3943 | -81.201 | High Shoals | Lincoln | North Carolina | 28077 | River Street Highway 321 | 1.8 | 1.8 | Hidroeléctrica | Hidroeléctrica | 0 | 0 | 0 | 0 | 1.8 | 0 | 0 | 0 | 0 | 0 | 0 | 0 | EIA-860, EIA-860M and EIA-923 | 201603
Estados Unidos | Brassua Hydroelectric Project | Brassua Hydroelectric LP |  | 45.6603 | -69.8122 | Rockwood | Somerset | Maine | 04478 | Brassua Dam | 3.6 | 3.6 | Hidroeléctrica | Hidroeléctrica | 0 | 0 | 0 | 0 | 3.6 | 0 | 0 | 0 | 0 | 0 | 0 | 0 | EIA-860, EIA-860M and EIA-923 | 201603
Estados Unidos | Boott Hydropower | Boott Hydropower Inc |  | 42.6525 | -71.3224 | Lowell | Middlesex | Massachusetts | 01853 | 145 Pawtucket Street | 21.7 | 21.7 | Hidroeléctrica | Hidroeléctrica | 0 | 0 | 0 | 0 | 21.7 | 0 | 0 | 0 | 0 | 0 | 0 | 0 | EIA-860, EIA-860M and EIA-923 | 201603
Estados Unidos | Rayonier Advanced Materials - Jesup Plant | Rayonier Advanced Materials |  | 31.6593 | -81.8439 | Jesup | Wayne | Georgia | 31545 | 4470 Savannah Highway | 71.7 | 71.7 | Biomasa | Biomasa | 0 | 0 | 0 | 0 | 0 | 0 | 0 | 0 | 0 | 0 | 71.7 | 0 | EIA-860, EIA-860M and EIA-923 | 201603
Estados Unidos | Fernandina Plant | Rayonier Advanced Materials |  | 30.6612 | -81.473 | Fernandina Beach | Nassau | Florida | 32034 | 10 Gum Street | 48.5 | 48.5 | Biomasa | Biomasa | 0 | 0 | 0 | 0 | 0 | 0 | 0 | 0 | 0 | 0 | 48.5 | 0 | EIA-860, EIA-860M and EIA-923 | 201603
Estados Unidos | Errol Hydroelectric Project | Errol Hydroelectric Co LLC |  | 44.7866 | -71.1243 | Errol | Coos | New Hampshire | 03579 | 499 Hydro Drive | 3 | 3 | Hidroeléctrica | Hidroeléctrica | 0 | 0 | 0 | 0 | 3 | 0 | 0 | 0 | 0 | 0 | 0 | 0 | EIA-860, EIA-860M and EIA-923 | 201603
Estados Unidos | Cameron Ridge LLC | Terra-Gen Operating Co LLC |  | 35.075 | -118.316 | Mojave | Kern | California | 93501 | 10315 Oak Creek Road | 59.6 | 59.6 | Eólica | Eólica | 0 | 0 | 0 | 0 | 0 | 0 | 0 | 0 | 59.6 | 0 | 0 | 0 | EIA-860, EIA-860M and EIA-923 | 201603
Estados Unidos | Agrilectric Power Partners Ltd | Agrilectric Power Partners Ltd |  | 30.2012 | -93.1269 | Lake Charles | Calcasieu | Louisiana | 70615 | 3063 Hwy. 397 | 10.9 | 10.9 | Biomasa | Biomasa | 0 | 0 | 0 | 0 | 0 | 0 | 0 | 0 | 0 | 0 | 10.9 | 0 | EIA-860, EIA-860M and EIA-923 | 201603
Estados Unidos | Ridgetop Energy LLC | Terra-Gen Operating Co LLC |  | 35.0697 | -118.317 | Mojave | Kern | California | 93501 | 10315 Oak Creek Road | 29 | 29 | Eólica | Eólica | 0 | 0 | 0 | 0 | 0 | 0 | 0 | 0 | 29 | 0 | 0 | 0 | EIA-860, EIA-860M and EIA-923 | 201603
Estados Unidos | Hawaiian Comm & Sugar Puunene Mill | Hawaiian Commercial and Sugar Company |  | 20.8675 | -156.454 | Puunene | Maui | Hawaii | 96784 | 1 Hansen Road | 46.1 | 46.1 | Biomasa | Biomasa | 0 | 0 | 0 | 0 | 0 | 0 | 0 | 0 | 0 | 0 | 46.1 | 0 | EIA-860, EIA-860M and EIA-923 | 201603
Estados Unidos | Brunswick Cellulose | Brunswick Cellulose LLC |  | 31.1754 | -81.5216 | Brunswick | Glynn | Georgia | 31520 | W 9th Street | 72.2 | 72.2 | Biomasa | Biomasa | 0 | 0 | 0 | 0 | 0 | 0 | 0 | 0 | 0 | 0 | 72.2 | 0 | EIA-860, EIA-860M and EIA-923 | 201603
Estados Unidos | Georgia-Pacific Crossett LLC | Georgia-Pacific LLC |  | 33.1421 | -91.975 | Crossett | Ashley | Arkansas | 71635 | 100 Suppply Rd | 94.6 | 94.6 | Biomasa | Biomasa | 0 | 0 | 0 | 0 | 0 | 0 | 0 | 0 | 0 | 0 | 94.6 | 0 | EIA-860, EIA-860M and EIA-923 | 201603
Estados Unidos | Gilman Mill | Ampersand Gilman Hydro LP |  | 44.4122 | -71.7228 | Gilman | Essex | Vermont | 05904 | 35 Riverside Ave | 4.3 | 4.3 | Hidroeléctrica | Hidroeléctrica | 0 | 0 | 0 | 0 | 4.3 | 0 | 0 | 0 | 0 | 0 | 0 | 0 | EIA-860, EIA-860M and EIA-923 | 201603
Estados Unidos | Georgia-Pacific Monticello Paper | Georgia-Pacific Monticello LLC |  | 31.6285 | -90.0809 | Monticello | Lawrence | Mississippi | 39654 | 604 N.A. Sandifer Road | 53.8 | 53.8 | Biomasa | Biomasa | 0 | 0 | 0 | 0 | 0 | 0 | 0 | 0 | 0 | 0 | 53.8 | 0 | EIA-860, EIA-860M and EIA-923 | 201603
Estados Unidos | Georgia-Pacific Palatka Operations | Georgia-Pacific Consr Ops LLC-Palatka |  | 29.6807 | -81.6809 | Palatka | Putnam | Florida | 32177 | County Rd #216, | 76.7 | 69.7 | Biomasa | Biomasa | 0 | 7 | 0 | 0 | 0 | 0 | 0 | 0 | 0 | 0 | 69.7 | 0 | EIA-860, EIA-860M and EIA-923 | 201603
Estados Unidos | Georgia-Pacific Port Hudson | Georgia-Pacific Cons Op LLC Port Hudson |  | 30.6547 | -91.28 | Zachary | East Baton Rouge | Louisiana | 70791 | 1000 W Mount Pleasant Rd | 127.7 | 67.7 | Biomasa | Biomasa | 0 | 0 | 60 | 0 | 0 | 0 | 0 | 0 | 0 | 0 | 67.7 | 0 | EIA-860, EIA-860M and EIA-923 | 201603
Estados Unidos | Domtar - Woodland Mill | Woodland Pulp LLC |  | 45.1554 | -67.4012 | Baileyville | Washington | Maine | 04694 | 144 Main Street | 63.7 | 63.7 | Biomasa | Biomasa | 0 | 0 | 0 | 0 | 17.7 | 0 | 0 | 0 | 0 | 0 | 46 | 0 | EIA-860, EIA-860M and EIA-923 | 201603
Estados Unidos | Pine Bluff Mill | Evergreen Packaging Inc |  | 34.2212 | -91.9074 | Pine Bluff | Jefferson | Arkansas | 71601 | 5201 Fair Field Road | 60 | 60 | Biomasa | Biomasa | 0 | 0 | 0 | 0 | 0 | 0 | 0 | 0 | 0 | 0 | 60 | 0 | EIA-860, EIA-860M and EIA-923 | 201603
Estados Unidos | Wheelabrator Baltimore Refuse | Wheelabrator Environmental Systems |  | 39.266 | -76.6297 | Baltimore | Baltimore City | Maryland | 21230 | 1801 Annapolis Rd | 61.3 | 61.3 | Biomasa | Biomasa | 0 | 0 | 0 | 0 | 0 | 0 | 0 | 0 | 0 | 0 | 61.3 | 0 | EIA-860, EIA-860M and EIA-923 | 201603
Estados Unidos | CE Leathers | CalEnergy Operating Corporation |  | 33.1779 | -115.565 | Calipatria | Imperial | California | 92233 | 342 W Sinclair Rd | 42 | 42 | Geotérmica | Geotérmica | 0 | 0 | 0 | 0 | 0 | 0 | 0 | 0 | 0 | 42 | 0 | 0 | EIA-860, EIA-860M and EIA-923 | 201603
Estados Unidos | Del Ranch Company | CalEnergy Operating Corporation |  | 33.1646 | -115.616 | Calipatria | Imperial | California | 92233 | 7029 Gentry Road | 42 | 42 | Geotérmica | Geotérmica | 0 | 0 | 0 | 0 | 0 | 0 | 0 | 0 | 0 | 42 | 0 | 0 | EIA-860, EIA-860M and EIA-923 | 201603
Estados Unidos | Elmore Company | CalEnergy Operating Corporation |  | 33.1777 | -115.603 | Calipatria | Imperial | California | 92233 | 786 W Sinclair Rd. | 42 | 42 | Geotérmica | Geotérmica | 0 | 0 | 0 | 0 | 0 | 0 | 0 | 0 | 0 | 42 | 0 | 0 | EIA-860, EIA-860M and EIA-923 | 201603
Estados Unidos | Covanta Hempstead | Covanta Hempstead Company |  | 40.7389 | -73.5906 | Westbury | Nassau | New York | 11590 | 600 Merchants Concourse | 71.8 | 71.8 | Biomasa | Biomasa | 0 | 0 | 0 | 0 | 0 | 0 | 0 | 0 | 0 | 0 | 71.8 | 0 | EIA-860, EIA-860M and EIA-923 | 201603
Estados Unidos | Covanta Essex Company | Covanta Essex Company |  | 40.7376 | -74.1255 | Newark | Essex | New Jersey | 07105 | 183 Raymond Blvd | 60 | 60 | Biomasa | Biomasa | 0 | 0 | 0 | 0 | 0 | 0 | 0 | 0 | 0 | 0 | 60 | 0 | EIA-860, EIA-860M and EIA-923 | 201603
Estados Unidos | Covanta Southeastern Connecticut Company | Covanta Southeastern Connecticut Company |  | 41.475 | -72.0688 | Preston | New London | Connecticut | 06365 | 132 US Submarine Vet Mem Hwy | 12 | 12 | Biomasa | Biomasa | 0 | 0 | 0 | 0 | 0 | 0 | 0 | 0 | 0 | 0 | 12 | 0 | EIA-860, EIA-860M and EIA-923 | 201603
Estados Unidos | Olinda Landfill Gas Recovery Plant | Brea Generation LLC |  | 33.9056 | -117.844 | Placentia | Orange | California | 92870 | 1057 E. Imperial Highway #609 | 5.1 | 5.1 | Biomasa | Biomasa | 0 | 0 | 0 | 0 | 0 | 0 | 0 | 0 | 0 | 0 | 5.1 | 0 | EIA-860, EIA-860M and EIA-923 | 201603
Estados Unidos | Burney Forest Products | North American Energy Services |  | 40.8797 | -121.72 | Burney | Shasta | California | 96013 | 35586-B Highway 299 East | 31 | 31 | Biomasa | Biomasa | 0 | 0 | 0 | 0 | 0 | 0 | 0 | 0 | 0 | 0 | 31 | 0 | EIA-860, EIA-860M and EIA-923 | 201603
Estados Unidos | French Paper Hydro | French Paper Co |  | 41.8203 | -86.2592 | Niles | Berrien | Michigan | 49120 | 100 French Street | 1.2 | 1.2 | Hidroeléctrica | Hidroeléctrica | 0 | 0 | 0 | 0 | 1.2 | 0 | 0 | 0 | 0 | 0 | 0 | 0 | EIA-860, EIA-860M and EIA-923 | 201603
Estados Unidos | Collins Pine Project | Collins Pine Co |  | 40.3034 | -121.244 | Chester | Plumas | California | 96020 | 500 Main Street | 12 | 12 | Biomasa | Biomasa | 0 | 0 | 0 | 0 | 0 | 0 | 0 | 0 | 0 | 0 | 12 | 0 | EIA-860, EIA-860M and EIA-923 | 201603
Estados Unidos | Rapids Energy Center | ALLETE, Inc. |  | 47.2348 | -93.5372 | Grand Rapids | Itasca | Minnesota | 55744 | 502 Northwest Third Street | 29 | 29 | Biomasa | Biomasa | 0 | 0 | 0 | 0 | 0.8 | 0 | 0 | 0 | 0 | 0 | 28.2 | 0 | EIA-860, EIA-860M and EIA-923 | 201603
Estados Unidos | Black River Hydro Associates | CHI Energy Inc |  | 43.5912 | -75.3442 | Port Layden | Lewis | New York | 13433 | Kelpytown Road | 5.4 | 5.4 | Hidroeléctrica | Hidroeléctrica | 0 | 0 | 0 | 0 | 5.4 | 0 | 0 | 0 | 0 | 0 | 0 | 0 | EIA-860, EIA-860M and EIA-923 | 201603
Estados Unidos | Eastern Correctional Institute | Maryland Environmental Service |  | 38.159 | -75.704 | Westover | Somerset | Maryland | 21890 | 30420 Revells Neck Road | 4.6 | 2.6 | Biomasa | Biomasa | 0 | 0 | 2 | 0 | 0 | 0 | 0 | 0 | 0 | 0 | 2.6 | 0 | EIA-860, EIA-860M and EIA-923 | 201603
Estados Unidos | Pepperell Hydro Power Plant | Swift River Hydro Operations Co., Inc |  | 42.6689 | -71.5756 | Pepperell | Middlesex | Massachusetts | 01463 | 35 Groton | 2.2 | 2.2 | Hidroeléctrica | Hidroeléctrica | 0 | 0 | 0 | 0 | 2.2 | 0 | 0 | 0 | 0 | 0 | 0 | 0 | EIA-860, EIA-860M and EIA-923 | 201603
Estados Unidos | St Francisville Mill | Hood Container of Louisiana, LLC |  | 30.7108 | -91.3236 | Francisville | West Feliciana | Louisiana | 70775 | 2105 HY 964 | 16.5 | 16.5 | Biomasa | Biomasa | 0 | 0 | 0 | 0 | 0 | 0 | 0 | 0 | 0 | 0 | 16.5 | 0 | EIA-860, EIA-860M and EIA-923 | 201603
Estados Unidos | Georgia-Pacific Consr Prods LP-Naheola | Georgia-Pacific Consr Prods LP-Naheola |  | 32.2268 | -88.0252 | Pennington | Choctaw | Alabama | 36916 | 7530 Highway 114 | 62.2 | 62.2 | Biomasa | Biomasa | 0 | 0 | 0 | 0 | 0 | 0 | 0 | 0 | 0 | 0 | 62.2 | 0 | EIA-860, EIA-860M and EIA-923 | 201603
Estados Unidos | Red Shield Envir Old Town Facility | Red Shield Acquisition LLC |  | 44.9181 | -68.6355 | Old Town | Penobscot | Maine | 04468 | 24 Portland Street | 21.5 | 21.5 | Biomasa | Biomasa | 0 | 0 | 0 | 0 | 0 | 0 | 0 | 0 | 0 | 0 | 21.5 | 0 | EIA-860, EIA-860M and EIA-923 | 201603
Estados Unidos | Burney Creek | Snow Mountain Hydro LLC |  | 40.8579 | -121.723 | Burney | Shasta | California | 96013 | Hwy 299 and Tamarack | 3 | 3 | Hidroeléctrica | Hidroeléctrica | 0 | 0 | 0 | 0 | 3 | 0 | 0 | 0 | 0 | 0 | 0 | 0 | EIA-860, EIA-860M and EIA-923 | 201603
Estados Unidos | Cove Hydroelectric | Snow Mountain Hydro LLC |  | 40.8713 | -121.949 | Burney | Shasta | California | 96001 | Hwy 299 and Cove Road | 5 | 5 | Hidroeléctrica | Hidroeléctrica | 0 | 0 | 0 | 0 | 5 | 0 | 0 | 0 | 0 | 0 | 0 | 0 | EIA-860, EIA-860M and EIA-923 | 201603
Estados Unidos | Lost Creek I | Snow Mountain Hydro LLC |  | 40.7576 | -121.414 | Burney | Shasta | California | 96016 | Hwy 89 and Wilcock Road | 1.1 | 1.1 | Hidroeléctrica | Hidroeléctrica | 0 | 0 | 0 | 0 | 1.1 | 0 | 0 | 0 | 0 | 0 | 0 | 0 | EIA-860, EIA-860M and EIA-923 | 201603
Estados Unidos | Ponderosa Bailey Creek | Snow Mountain Hydro LLC |  | 40.4579 | -121.843 | Manton | Tehama | California | 96059 | Ponderosa Way and Rock Creek R | 1.1 | 1.1 | Hidroeléctrica | Hidroeléctrica | 0 | 0 | 0 | 0 | 1.1 | 0 | 0 | 0 | 0 | 0 | 0 | 0 | EIA-860, EIA-860M and EIA-923 | 201603
Estados Unidos | Karen Avenue Wind Farm | San Gorgonio Farms Inc |  | 33.9219 | -116.562 | North Palm Springs | Riverside | California | 92258 | 17550 Karen Ave. | 11.7 | 11.7 | Eólica | Eólica | 0 | 0 | 0 | 0 | 0 | 0 | 0 | 0 | 11.7 | 0 | 0 | 0 | EIA-860, EIA-860M and EIA-923 | 201603
Estados Unidos | Barker Lower | KEI (Maine) Power Management (III) LLC |  | 44.0867 | -70.2297 | Auburn | Androscoggin | Maine | 04210 | 119 Mill Street | 1.5 | 1.5 | Hidroeléctrica | Hidroeléctrica | 0 | 0 | 0 | 0 | 1.5 | 0 | 0 | 0 | 0 | 0 | 0 | 0 | EIA-860, EIA-860M and EIA-923 | 201603
Estados Unidos | Barber Dam | Fulcrum Inc |  | 43.561 | -116.121 | Boise | Ada | Idaho | 83712 | 5455 Warm Springs Ave | 4 | 4 | Hidroeléctrica | Hidroeléctrica | 0 | 0 | 0 | 0 | 4 | 0 | 0 | 0 | 0 | 0 | 0 | 0 | EIA-860, EIA-860M and EIA-923 | 201603
Estados Unidos | Sprague Hydro | Sprague Hydro LLC |  | 42.5014 | -120.989 | Bly | Klamath | Oregon | 97622 | Outside of Bly, Oregon | 1 | 1 | Hidroeléctrica | Hidroeléctrica | 0 | 0 | 0 | 0 | 1 | 0 | 0 | 0 | 0 | 0 | 0 | 0 | EIA-860, EIA-860M and EIA-923 | 201603
Estados Unidos | Hoge Lumber | Hoge Lumber Co |  | 40.4885 | -84.3183 | New Knoxville | Auglaize | Ohio | 45871 | 701 South Main Street | 1.5 | 1.5 | Biomasa | Biomasa | 0 | 0 | 0 | 0 | 0 | 0 | 0 | 0 | 0 | 0 | 1.5 | 0 | EIA-860, EIA-860M and EIA-923 | 201603
Estados Unidos | Magic Dam Hydroelectric Project | Magic Reservoir Hydroelec Inc |  | 43.2547 | -114.357 | Shoshone | Blaine | Idaho | 83352 | 100 Magic Dam Road | 8.7 | 8.7 | Hidroeléctrica | Hidroeléctrica | 0 | 0 | 0 | 0 | 8.7 | 0 | 0 | 0 | 0 | 0 | 0 | 0 | EIA-860, EIA-860M and EIA-923 | 201603
Estados Unidos | Covanta Delaware Valley | Covanta Delaware Valley LP |  | 39.8265 | -75.3882 | Chester | Delaware | Pennsylvania | 19013 | 10 Highland Avenue | 80 | 80 | Biomasa | Biomasa | 0 | 0 | 0 | 0 | 0 | 0 | 0 | 0 | 0 | 0 | 80 | 0 | EIA-860, EIA-860M and EIA-923 | 201603
Estados Unidos | Marina Landfill Gas | Monterey Regional Waste Mgmt |  | 36.7131 | -121.769 | Marina | Monterey | California | 93933 | 14201 Del Monte Blvd | 5 | 5 | Biomasa | Biomasa | 0 | 0 | 0 | 0 | 0 | 0 | 0 | 0 | 0 | 0 | 5 | 0 | EIA-860, EIA-860M and EIA-923 | 201603
Estados Unidos | Lachute Hydro Lower | Lachute Hydro Co Inc |  | 43.849 | -73.4207 | Ticonderoga | Essex | New York | 12883 | Elk Drive | 3.6 | 3.6 | Hidroeléctrica | Hidroeléctrica | 0 | 0 | 0 | 0 | 3.6 | 0 | 0 | 0 | 0 | 0 | 0 | 0 | EIA-860, EIA-860M and EIA-923 | 201603
Estados Unidos | Lachute Hydro Upper | Lachute Hydro Co Inc |  | 43.8439 | -73.4312 | Ticonderoga | Essex | New York | 12883 | 141 Montcalm | 4.9 | 4.9 | Hidroeléctrica | Hidroeléctrica | 0 | 0 | 0 | 0 | 4.9 | 0 | 0 | 0 | 0 | 0 | 0 | 0 | EIA-860, EIA-860M and EIA-923 | 201603
Estados Unidos | Salton Sea Power Gen Co - Unit 3 | CalEnergy Operating Corporation |  | 33.1582 | -115.639 | Calipatria | Imperial | California | 92233 | 6922 Crummer Rd. | 47.5 | 47.5 | Geotérmica | Geotérmica | 0 | 0 | 0 | 0 | 0 | 0 | 0 | 0 | 0 | 47.5 | 0 | 0 | EIA-860, EIA-860M and EIA-923 | 201603
Estados Unidos | Geo East Mesa III | Ormat Nevada Inc |  | 32.7757 | -115.264 | Holtville | Imperial | California | 92250 | 3300 East Evan Hewes Highway | 16.7 | 16.7 | Geotérmica | Geotérmica | 0 | 0 | 0 | 0 | 0 | 0 | 0 | 0 | 0 | 16.7 | 0 | 0 | EIA-860, EIA-860M and EIA-923 | 201603
Estados Unidos | Blue Lake Power LLC | Blue Lake Power LLC |  | 40.8786 | -123.994 | Blue Lake | Humboldt | California | 95525 | 200 Taylor Way, P.O. Box 1158 | 11.5 | 11.5 | Biomasa | Biomasa | 0 | 0 | 0 | 0 | 0 | 0 | 0 | 0 | 0 | 0 | 11.5 | 0 | EIA-860, EIA-860M and EIA-923 | 201603
Estados Unidos | Indeck Jonesboro Energy Center | Covanta Maine LLC |  | 44.6781 | -67.5477 | Jonesboro | Washington | Maine | 04648 | Route 1A | 20.2 | 20.2 | Biomasa | Biomasa | 0 | 0 | 0 | 0 | 0 | 0 | 0 | 0 | 0 | 0 | 20.2 | 0 | EIA-860, EIA-860M and EIA-923 | 201603
Estados Unidos | Indeck West Enfield Energy Center | Covanta Maine LLC |  | 45.2537 | -68.6279 | West Enfield | Penobscot | Maine | 04493 | Route 2 | 20.4 | 20.4 | Biomasa | Biomasa | 0 | 0 | 0 | 0 | 0 | 0 | 0 | 0 | 0 | 0 | 20.4 | 0 | EIA-860, EIA-860M and EIA-923 | 201603
Estados Unidos | Rio Bravo Fresno | Rio Bravo Fresno |  | 36.6889 | -119.723 | Fresno | Fresno | California | 93725 | 3350 So. Willow | 24.3 | 24.3 | Biomasa | Biomasa | 0 | 0 | 0 | 0 | 0 | 0 | 0 | 0 | 0 | 0 | 24.3 | 0 | EIA-860, EIA-860M and EIA-923 | 201603
Estados Unidos | Hopewell Power Station | Virginia Electric & Power Co |  | 37.2978 | -77.283 | Hopewell | Hopewell City | Virginia | 23860 | 107 Terminal Street | 51 | 51 | Biomasa | Biomasa | 0 | 0 | 0 | 0 | 0 | 0 | 0 | 0 | 0 | 0 | 51 | 0 | EIA-860, EIA-860M and EIA-923 | 201603
Estados Unidos | Rio Bravo Rocklin | Rio Bravo Rocklin |  | 38.8319 | -121.314 | Lincoln | Placer | California | 95648 | 3100 Thunder Valley Court | 24.4 | 24.4 | Biomasa | Biomasa | 0 | 0 | 0 | 0 | 0 | 0 | 0 | 0 | 0 | 0 | 24.4 | 0 | EIA-860, EIA-860M and EIA-923 | 201603
Estados Unidos | Altavista Power Station | Virginia Electric & Power Co |  | 37.1187 | -79.2736 | Altavista | Campbell | Virginia | 24517 | 104 Wood Lane | 51 | 51 | Biomasa | Biomasa | 0 | 0 | 0 | 0 | 0 | 0 | 0 | 0 | 0 | 0 | 51 | 0 | EIA-860, EIA-860M and EIA-923 | 201603
Estados Unidos | Southampton Power Station | Virginia Electric & Power Co |  | 36.6525 | -76.9953 | Franklin | Southampton | Virginia | 23851 | 30134 General Thomas Highway | 51 | 51 | Biomasa | Biomasa | 0 | 0 | 0 | 0 | 0 | 0 | 0 | 0 | 0 | 0 | 51 | 0 | EIA-860, EIA-860M and EIA-923 | 201603
Estados Unidos | HL Power | HL Power Company |  | 40.3683 | -120.265 | Wendel | Lassen | California | 96136 | 735-025 Wendel Road | 30 | 30 | Biomasa | Biomasa | 0 | 0 | 0 | 0 | 0 | 0 | 0 | 0 | 0 | 0 | 30 | 0 | EIA-860, EIA-860M and EIA-923 | 201603
Estados Unidos | Koyle Ranch Hydroelectric Project | Koyle Hydro Inc |  | 42.9457 | -114.796 | Gooding | Gooding | Idaho | 83330 | 1745 So. 1500 E. | 1.3 | 1.3 | Hidroeléctrica | Hidroeléctrica | 0 | 0 | 0 | 0 | 1.3 | 0 | 0 | 0 | 0 | 0 | 0 | 0 | EIA-860, EIA-860M and EIA-923 | 201603
Estados Unidos | Piedmont Hydro Power Project | Aquenergy Systems Inc |  | 34.702 | -82.4621 | Piedmont | Greenville | South Carolina | 29673 | Highway 86 | 1 | 1 | Hidroeléctrica | Hidroeléctrica | 0 | 0 | 0 | 0 | 1 | 0 | 0 | 0 | 0 | 0 | 0 | 0 | EIA-860, EIA-860M and EIA-923 | 201603
Estados Unidos | Fries Hydroelectric Project | Aquenergy Systems Inc |  | 36.7151 | -80.9856 | Fries | Grayson | Virginia | 24330 | Highway 94 | 5 | 5 | Hidroeléctrica | Hidroeléctrica | 0 | 0 | 0 | 0 | 5 | 0 | 0 | 0 | 0 | 0 | 0 | 0 | EIA-860, EIA-860M and EIA-923 | 201603
Estados Unidos | Pelzer Upper | Pelzer Hydro Co Inc |  | 34.6424 | -82.4544 | Petzer | Anderson | South Carolina | 29669 | Lebby Street | 1.9 | 1.9 | Hidroeléctrica | Hidroeléctrica | 0 | 0 | 0 | 0 | 1.9 | 0 | 0 | 0 | 0 | 0 | 0 | 0 | EIA-860, EIA-860M and EIA-923 | 201603
Estados Unidos | Pelzer Lower | Pelzer Hydro Co Inc |  | 34.6165 | -82.4479 | Belton | Anderson | South Carolina | 29669 | Box 900 Dunlap Road | 3.1 | 3.1 | Hidroeléctrica | Hidroeléctrica | 0 | 0 | 0 | 0 | 3.1 | 0 | 0 | 0 | 0 | 0 | 0 | 0 | EIA-860, EIA-860M and EIA-923 | 201603
Estados Unidos | Ware Shoals Hydro Project | Aquenergy Systems Inc |  | 34.404 | -82.2336 | Ware Shoals | Laurens | South Carolina | 29692 | Powerhouse Road | 6 | 6 | Hidroeléctrica | Hidroeléctrica | 0 | 0 | 0 | 0 | 6 | 0 | 0 | 0 | 0 | 0 | 0 | 0 | EIA-860, EIA-860M and EIA-923 | 201603
Estados Unidos | Crystal Springs | Crystal Springs Hydro Elec LP |  | 42.6225 | -114.501 | Filer | Twin Falls | Idaho | 83328 | 1985 east river road | 2 | 2 | Hidroeléctrica | Hidroeléctrica | 0 | 0 | 0 | 0 | 2 | 0 | 0 | 0 | 0 | 0 | 0 | 0 | EIA-860, EIA-860M and EIA-923 | 201603
Estados Unidos | Dietrich Drop | BP Hydro Associates |  | 42.836 | -114.268 | Shoshone | Lincoln | Idaho | 83324 | 8 Mi E. 5 Mi S. of Shoshone | 4.8 | 4.8 | Hidroeléctrica | Hidroeléctrica | 0 | 0 | 0 | 0 | 4.8 | 0 | 0 | 0 | 0 | 0 | 0 | 0 | EIA-860, EIA-860M and EIA-923 | 201603
Estados Unidos | Low Line Rapids | BP Hydro Associates |  | 42.4771 | -114.38 | Kimberly | Twin Falls | Idaho | 83341 | 3 Mi S 1 Mi W. of Kimberly | 2.7 | 2.7 | Hidroeléctrica | Hidroeléctrica | 0 | 0 | 0 | 0 | 2.7 | 0 | 0 | 0 | 0 | 0 | 0 | 0 | EIA-860, EIA-860M and EIA-923 | 201603
Estados Unidos | Rock Creek II | BP Hydro Associates |  | 42.6207 | -114.531 | Twin Falls | Twin Falls | Idaho | 83301 | 3 Mi W 2 Mi N of Twin Falls | 1.8 | 1.8 | Hidroeléctrica | Hidroeléctrica | 0 | 0 | 0 | 0 | 1.8 | 0 | 0 | 0 | 0 | 0 | 0 | 0 | EIA-860, EIA-860M and EIA-923 | 201603
Estados Unidos | Port Leyden Hydroelectric Project | Empire Hydro Partners |  | 43.5836 | -75.3392 | Port Leyden | Lewis | New York | 13433 | E. Main St. | 1 | 1 | Hidroeléctrica | Hidroeléctrica | 0 | 0 | 0 | 0 | 1 | 0 | 0 | 0 | 0 | 0 | 0 | 0 | EIA-860, EIA-860M and EIA-923 | 201603
Estados Unidos | Aliso Water Management Agency | South Orange Co Wastewtr Auth |  | 33.5244 | -117.709 | Laguna Niguel | Orange | California | 92677 | 29201 La Paz Road | 1.2 | 1.2 | Biomasa | Biomasa | 0 | 0 | 0 | 0 | 0 | 0 | 0 | 0 | 0 | 0 | 1.2 | 0 | EIA-860, EIA-860M and EIA-923 | 201603
Estados Unidos | Grayling Generating Station | CMS Generation Operating LLC |  | 44.6049 | -84.6906 | Grayling | Crawford | Michigan | 49738 | 4400 W 4 Mile Rd | 38 | 38 | Biomasa | Biomasa | 0 | 0 | 0 | 0 | 0 | 0 | 0 | 0 | 0 | 0 | 38 | 0 | EIA-860, EIA-860M and EIA-923 | 201603
Estados Unidos | Deer Island Treatment Plant | Massachusetts Wtr RAuth-Deer I |  | 42.3533 | -70.9628 | Winthrop | Suffolk | Massachusetts | 02152 | 190 Tafts Avenue | 56.3 | 12.3 | Petróleo | Biomasa | 0 | 0 | 44 | 0 | 2 | 0 | 0 | 0.1 | 1.2 | 0 | 9 | 0 | EIA-860, EIA-860M and EIA-923 | 201603
Estados Unidos | Oakdale Power Station | Massachusetts Water Res Auth |  | 42.387 | -71.8025 | West Boylston | Worcester | Massachusetts | 01583 | River Road | 3 | 3 | Hidroeléctrica | Hidroeléctrica | 0 | 0 | 0 | 0 | 3 | 0 | 0 | 0 | 0 | 0 | 0 | 0 | EIA-860, EIA-860M and EIA-923 | 201603
Estados Unidos | Cosgrove Intake and Power Station | Massachusetts Water Res Auth |  | 42.4044 | -71.6872 | Clinton | Worcester | Massachusetts | 01510 | 301 Boylston Street | 2 | 2 | Hidroeléctrica | Hidroeléctrica | 0 | 0 | 0 | 0 | 2 | 0 | 0 | 0 | 0 | 0 | 0 | 0 | EIA-860, EIA-860M and EIA-923 | 201603
Estados Unidos | Woodland Biomass Power Ltd | DTE Energy Services-Woodland |  | 38.6905 | -121.737 | Woodland | Yolo | California | 95776 | 1786 East Kentucky Ave | 25 | 25 | Biomasa | Biomasa | 0 | 0 | 0 | 0 | 0 | 0 | 0 | 0 | 0 | 0 | 25 | 0 | EIA-860, EIA-860M and EIA-923 | 201603
Estados Unidos | Covanta Mendota | Covanta Mendota LP |  | 36.7559 | -120.365 | Mendota | Fresno | California | 93640 | 400 Guillen Parkway | 25 | 25 | Biomasa | Biomasa | 0 | 0 | 0 | 0 | 0 | 0 | 0 | 0 | 0 | 0 | 25 | 0 | EIA-860, EIA-860M and EIA-923 | 201603
Estados Unidos | Springfield Power LLC | Springfield Power LLC |  | 43.4429 | -72.056 | Springfield | Sullivan | New Hampshire | 03751 | 54 Fisher Corner Road | 16.1 | 16.1 | Biomasa | Biomasa | 0 | 0 | 0 | 0 | 0 | 0 | 0 | 0 | 0 | 0 | 16.1 | 0 | EIA-860, EIA-860M and EIA-923 | 201603
Estados Unidos | DG Whitefield LLC | EWP RENEWABLE CORP. |  | 44.358 | -71.5449 | Whitefield | Coos | New Hampshire | 03598 | 260 Airport Road | 17 | 17 | Biomasa | Biomasa | 0 | 0 | 0 | 0 | 0 | 0 | 0 | 0 | 0 | 0 | 17 | 0 | EIA-860, EIA-860M and EIA-923 | 201603
Estados Unidos | Covanta Delano Energy | Covanta Delano Inc |  | 35.7144 | -119.234 | Delano | Kern | California | 93215 | 31500 Pond Road | 49 | 49 | Biomasa | Biomasa | 0 | 0 | 0 | 0 | 0 | 0 | 0 | 0 | 0 | 0 | 49 | 0 | EIA-860, EIA-860M and EIA-923 | 201603
Estados Unidos | Walden | Consolidated Hydro New York, Inc. |  | 41.56 | -74.1952 | Walden | Orange | New York | 12586 | Bradley Ave | 2.3 | 2.3 | Hidroeléctrica | Hidroeléctrica | 0 | 0 | 0 | 0 | 2.3 | 0 | 0 | 0 | 0 | 0 | 0 | 0 | EIA-860, EIA-860M and EIA-923 | 201603
Estados Unidos | Biomass One LP | Biomass One LP |  | 42.4361 | -122.85 | White City | Jackson | Oregon | 97503 | 2350 Avenue G | 36.5 | 36.5 | Biomasa | Biomasa | 0 | 0 | 0 | 0 | 0 | 0 | 0 | 0 | 0 | 0 | 36.5 | 0 | EIA-860, EIA-860M and EIA-923 | 201603
Estados Unidos | Coso Finance Partners | Coso Operating Co LLC |  | 36.0372 | -117.798 | Inyokern | Inyo | California | 93527 | PO Box 1690 | 81.2 | 81.2 | Geotérmica | Geotérmica | 0 | 0 | 0 | 0 | 0 | 0 | 0 | 0 | 0 | 81.2 | 0 | 0 | EIA-860, EIA-860M and EIA-923 | 201603
Estados Unidos | Coso Power Developers | Coso Operating Co LLC |  | 36.0192 | -117.792 | Inyokern | Inyo | California | 93527 | PO Box 1690 | 80.3 | 80.3 | Geotérmica | Geotérmica | 0 | 0 | 0 | 0 | 0 | 0 | 0 | 0 | 0 | 80.3 | 0 | 0 | EIA-860, EIA-860M and EIA-923 | 201603
Estados Unidos | Coso Energy Developers | Coso Operating Co LLC |  | 36.0019 | -117.789 | Inyokern | Inyo | California | 93527 | PO Box 1690 | 67.8 | 67.8 | Geotérmica | Geotérmica | 0 | 0 | 0 | 0 | 0 | 0 | 0 | 0 | 0 | 67.8 | 0 | 0 | EIA-860, EIA-860M and EIA-923 | 201603
Estados Unidos | Salton Sea Power Gen Co - Unit 1 | CalEnergy Operating Corporation |  | 33.158 | -115.647 | Calipatria | Imperial | California | 92233 | 6920 Lack Rd. | 10 | 10 | Geotérmica | Geotérmica | 0 | 0 | 0 | 0 | 0 | 0 | 0 | 0 | 0 | 10 | 0 | 0 | EIA-860, EIA-860M and EIA-923 | 201603
Estados Unidos | Salton Sea Power Gen Co - Unit 2 | CalEnergy Operating Corporation |  | 33.158 | -115.647 | Calipatria | Imperial | California | 92233 | 6920 Lack Rd. | 16.1 | 16.1 | Geotérmica | Geotérmica | 0 | 0 | 0 | 0 | 0 | 0 | 0 | 0 | 0 | 16.1 | 0 | 0 | EIA-860, EIA-860M and EIA-923 | 201603
Estados Unidos | Bidwell Ditch Project | Mega Renewables |  | 40.8014 | -121.448 | Hat Creek | Shasta | California | 96040 | Hwy 89 | 1.8 | 1.8 | Hidroeléctrica | Hidroeléctrica | 0 | 0 | 0 | 0 | 1.8 | 0 | 0 | 0 | 0 | 0 | 0 | 0 | EIA-860, EIA-860M and EIA-923 | 201603
Estados Unidos | Roaring Creek Water Power | Shasta Hydroelectric Inc |  | 40.8821 | -121.948 | Montgomery Creek | Shasta | California | 96065 | Cove Rd Near Montgomery CreeK | 2 | 2 | Hidroeléctrica | Hidroeléctrica | 0 | 0 | 0 | 0 | 2 | 0 | 0 | 0 | 0 | 0 | 0 | 0 | EIA-860, EIA-860M and EIA-923 | 201603
Estados Unidos | Hatchet Creek Project | Mega Renewables |  | 40.8741 | -121.92 | Montgomery Creek | Shasta | California | 96065 | Cove Road | 6.8 | 6.8 | Hidroeléctrica | Hidroeléctrica | 0 | 0 | 0 | 0 | 6.8 | 0 | 0 | 0 | 0 | 0 | 0 | 0 | EIA-860, EIA-860M and EIA-923 | 201603
Estados Unidos | Victory Mills | Consolidated Hydro New York, Inc. |  | 42.9197 | -76.5477 | Victory Mills | Cayuga | New York | 12884 | PO Box 307, Bridge St. | 1.6 | 1.6 | Hidroeléctrica | Hidroeléctrica | 0 | 0 | 0 | 0 | 1.6 | 0 | 0 | 0 | 0 | 0 | 0 | 0 | EIA-860, EIA-860M and EIA-923 | 201603
Estados Unidos | Lockport Powerhouse | Metro Wtr Recl Dist Grtr Chi |  | 41.5697 | -88.0789 | Lockport | Will | Illinois | 60441 | 2400 S. Powerhouse Road | 12 | 12 | Hidroeléctrica | Hidroeléctrica | 0 | 0 | 0 | 0 | 12 | 0 | 0 | 0 | 0 | 0 | 0 | 0 | EIA-860, EIA-860M and EIA-923 | 201603
Estados Unidos | Altamont Midway Ltd | New Dimension Energy Company, LLC |  | 37.7392 | -121.432 | Tracy | San Joaquin | California | 95391 | 14740 Altamont Pass Road | 10.9 | 10.9 | Eólica | Eólica | 0 | 0 | 0 | 0 | 0 | 0 | 0 | 0 | 10.9 | 0 | 0 | 0 | EIA-860, EIA-860M and EIA-923 | 201603
Estados Unidos | Glen Ferris Hydro | Hawks Nest Hydro LLC |  | 38.1483 | -81.2147 | Gauley Bridge | Fayette | West Virginia | 25085 | Route 60 East Gauley Bridge | 6.2 | 6.2 | Hidroeléctrica | Hidroeléctrica | 0 | 0 | 0 | 0 | 6.2 | 0 | 0 | 0 | 0 | 0 | 0 | 0 | EIA-860, EIA-860M and EIA-923 | 201603
Estados Unidos | Hawks Nest Hydro | Hawks Nest Hydro LLC |  | 38.1478 | -81.1753 | Gauley Bridge | Fayette | West Virginia | 25085 | 11966 Midland Trail | 96.8 | 96.8 | Hidroeléctrica | Hidroeléctrica | 0 | 0 | 0 | 0 | 96.8 | 0 | 0 | 0 | 0 | 0 | 0 | 0 | EIA-860, EIA-860M and EIA-923 | 201603
Estados Unidos | Mt Ida Hydroelectric | Ampersand Mount Ida Hydro LLC |  | 42.7213 | -73.6806 | Troy | Rensselaer | New York | 12180 | Congress Street | 3 | 3 | Hidroeléctrica | Hidroeléctrica | 0 | 0 | 0 | 0 | 3 | 0 | 0 | 0 | 0 | 0 | 0 | 0 | EIA-860, EIA-860M and EIA-923 | 201603
Estados Unidos | Valley Falls Hydroelectric Facility | Valley Falls Associates |  | 42.9044 | -73.5625 | Valley Falls | Rensselaer | New York | 12144 | Hoosick River, Under Rt 67 | 2.5 | 2.5 | Hidroeléctrica | Hidroeléctrica | 0 | 0 | 0 | 0 | 2.5 | 0 | 0 | 0 | 0 | 0 | 0 | 0 | EIA-860, EIA-860M and EIA-923 | 201603
Estados Unidos | MMWAC Resource Recovery Facility | Mid-Maine Waste Action Corp |  | 44.0678 | -70.2608 | Auburn | Androscoggin | Maine | 04211 | 110 Goldthwaite Rd. | 2.7 | 2.7 | Biomasa | Biomasa | 0 | 0 | 0 | 0 | 0 | 0 | 0 | 0 | 0 | 0 | 2.7 | 0 | EIA-860, EIA-860M and EIA-923 | 201603
Estados Unidos | New Martinsville Hannibal Hydro | New Martinsville Hannibal Hydro |  | 39.6672 | -80.8642 | New Martinsville | Wetzel | West Virginia | 26155 | 1 Howard T. Jeffers Drive | 14 | 14 | Hidroeléctrica | Hidroeléctrica | 0 | 0 | 0 | 0 | 14 | 0 | 0 | 0 | 0 | 0 | 0 | 0 | EIA-860, EIA-860M and EIA-923 | 201603
Estados Unidos | Rio Bravo Hydro Project | Olcese Water District |  | 35.43 | -118.822 | Bakersfield | Kern | California | 93302 | Hwy 178 | 13.4 | 13.4 | Hidroeléctrica | Hidroeléctrica | 0 | 0 | 0 | 0 | 13.4 | 0 | 0 | 0 | 0 | 0 | 0 | 0 | EIA-860, EIA-860M and EIA-923 | 201603
Estados Unidos | International Paper Jay Hydro | Verso Paper Androscoggin LLC |  | 44.5037 | -70.221 | Jay | Franklin | Maine | 04239 | PO BOX 20, Riley Rd | 3.1 | 3.1 | Hidroeléctrica | Hidroeléctrica | 0 | 0 | 0 | 0 | 3.1 | 0 | 0 | 0 | 0 | 0 | 0 | 0 | EIA-860, EIA-860M and EIA-923 | 201603
Estados Unidos | Scotia Co-gen Humboldt Redwood Company LLC | Eel River Power |  | 40.4728 | -124.101 | Scotia | Humboldt | California | 95565 | 125 Main | 33.5 | 33.5 | Biomasa | Biomasa | 0 | 0 | 0 | 0 | 0 | 0 | 0 | 0 | 0 | 0 | 33.5 | 0 | EIA-860, EIA-860M and EIA-923 | 201603
Estados Unidos | Penobscot Energy Recovery | ESOCO Orrington LLC |  | 44.7383 | -68.8258 | Orrington | Penobscot | Maine | 04474 | 29 Industrial Way | 21.2 | 21.2 | Biomasa | Biomasa | 0 | 0 | 0 | 0 | 0 | 0 | 0 | 0 | 0 | 0 | 21.2 | 0 | EIA-860, EIA-860M and EIA-923 | 201603
Estados Unidos | Brown Station Road Plant I | Prince George's County |  | 38.8228 | -76.7722 | Upper Marlboro | Prince Georges | Maryland | 20772 | 13400 Dille Drive | 2.4 | 2.4 | Biomasa | Biomasa | 0 | 0 | 0 | 0 | 0 | 0 | 0 | 0 | 0 | 0 | 2.4 | 0 | EIA-860, EIA-860M and EIA-923 | 201603
Estados Unidos | Calistoga Power Plant | Geysers Power Co LLC |  | 38.7879 | -122.743 | Middletown | Lake | California | 95461 | 10350 Socrates Mine Road | 100 | 100 | Geotérmica | Geotérmica | 0 | 0 | 0 | 0 | 0 | 0 | 0 | 0 | 0 | 100 | 0 | 0 | EIA-860, EIA-860M and EIA-923 | 201603
Estados Unidos | Palm Beach Renewable Energy Facility 1 | Solid Waste Authority of Palm Beach Co |  | 26.7714 | -80.1419 | West Palm Beach | Palm Beach | Florida | 33412 | 6501 North Jog Road | 50 | 50 | Biomasa | Biomasa | 0 | 0 | 0 | 0 | 0 | 0 | 0 | 0 | 0 | 0 | 50 | 0 | EIA-860, EIA-860M and EIA-923 | 201603
Estados Unidos | Santa Felicia Dam | United Water Conservation Dist |  | 34.4617 | -118.751 | Piru | Ventura | California | 93040 | 3838 Piru Canyon Road | 1.3 | 1.3 | Hidroeléctrica | Hidroeléctrica | 0 | 0 | 0 | 0 | 1.3 | 0 | 0 | 0 | 0 | 0 | 0 | 0 | EIA-860, EIA-860M and EIA-923 | 201603
Estados Unidos | Waste Energy Services | Waste Energy Services Inc |  | 42.2209 | -83.5228 | Belleville | Wayne | Michigan | 48111 | 49350 N. I-94 Service Dr. | 1.4 | 1.4 | Biomasa | Biomasa | 0 | 0 | 0 | 0 | 0 | 0 | 0 | 0 | 0 | 0 | 1.4 | 0 | EIA-860, EIA-860M and EIA-923 | 201603
Estados Unidos | Goodyear Lake Plant | CHI Energy Inc |  | 42.5025 | -74.9836 | Oneonta | Otsego | New York | 13820 | Route 28 | 1.4 | 1.4 | Hidroeléctrica | Hidroeléctrica | 0 | 0 | 0 | 0 | 1.4 | 0 | 0 | 0 | 0 | 0 | 0 | 0 | EIA-860, EIA-860M and EIA-923 | 201603
Estados Unidos | Otis Hydro | Verso Paper Androscoggin LLC |  | 44.4778 | -70.2008 | Jay | Franklin | Maine | 04239 | PO Box 20 Riley Road | 10.2 | 10.2 | Hidroeléctrica | Hidroeléctrica | 0 | 0 | 0 | 0 | 10.2 | 0 | 0 | 0 | 0 | 0 | 0 | 0 | EIA-860, EIA-860M and EIA-923 | 201603
Estados Unidos | International Paper Riley Hydro | Verso Paper Androscoggin LLC |  | 44.5034 | -70.2491 | Jay | Franklin | Maine | 04239 | PO BOX 20, Riley Rd | 6.6 | 6.6 | Hidroeléctrica | Hidroeléctrica | 0 | 0 | 0 | 0 | 6.6 | 0 | 0 | 0 | 0 | 0 | 0 | 0 | EIA-860, EIA-860M and EIA-923 | 201603
Estados Unidos | International Paper Livermore Hydro | Verso Paper Androscoggin LLC |  | 44.4705 | -70.1873 | Livermore Falls | Androscoggin | Maine | 04239 | Foundry Rd in Livermore Falls | 9.2 | 9.2 | Hidroeléctrica | Hidroeléctrica | 0 | 0 | 0 | 0 | 9.2 | 0 | 0 | 0 | 0 | 0 | 0 | 0 | EIA-860, EIA-860M and EIA-923 | 201603
Estados Unidos | Sheep Creek Hydro | Sheep Creek Hydro Inc |  | 48.9477 | -117.795 | Northport | Stevens | Washington | 99157 | 4522 Mitchell Road | 1.6 | 1.6 | Hidroeléctrica | Hidroeléctrica | 0 | 0 | 0 | 0 | 1.6 | 0 | 0 | 0 | 0 | 0 | 0 | 0 | EIA-860, EIA-860M and EIA-923 | 201603
Estados Unidos | Chateaugay High Falls Hydro | Triton Power Co |  | 44.9099 | -74.0858 | Chateaugay | Franklin | New York | 12920 | Pulp Mill Road | 1.6 | 1.6 | Hidroeléctrica | Hidroeléctrica | 0 | 0 | 0 | 0 | 1.6 | 0 | 0 | 0 | 0 | 0 | 0 | 0 | EIA-860, EIA-860M and EIA-923 | 201603
Estados Unidos | Tamarack Energy Partnership | Tamarack Energy Partners |  | 44.9549 | -116.387 | New Meadows | Adams | Idaho | 83654 | 3555 Hwy. 95 South | 5.8 | 5.8 | Biomasa | Biomasa | 0 | 0 | 0 | 0 | 0 | 0 | 0 | 0 | 0 | 0 | 5.8 | 0 | EIA-860, EIA-860M and EIA-923 | 201603
Estados Unidos | WestRock (TX) | WestRock (TX) |  | 30.3419 | -94.0656 | Evadale | Jasper | Texas | 77615 | 1913 FM 105 | 63.5 | 63.5 | Biomasa | Biomasa | 0 | 0 | 0 | 0 | 0 | 0 | 0 | 0 | 0 | 0 | 63.5 | 0 | EIA-860, EIA-860M and EIA-923 | 201603
Estados Unidos | China Mill Hydro | New Hampshire Hydro Associates |  | 43.1287 | -71.4599 | Allenstown | Merrimack | New Hampshire | 03275 | 25 Canal Street | 1.7 | 1.7 | Hidroeléctrica | Hidroeléctrica | 0 | 0 | 0 | 0 | 1.7 | 0 | 0 | 0 | 0 | 0 | 0 | 0 | EIA-860, EIA-860M and EIA-923 | 201603
Estados Unidos | Ground Water Pumping Station | Portland City of |  | 45.5558 | -122.495 | Portland | Multnomah | Oregon | 97220 | 16400 N.E. Airport Way | 5.4 | 5.4 | Hidroeléctrica | Hidroeléctrica | 0 | 0 | 0 | 0 | 5.4 | 0 | 0 | 0 | 0 | 0 | 0 | 0 | EIA-860, EIA-860M and EIA-923 | 201603
Estados Unidos | Sierra Pacific Burney Facility | Sierra Pacific Industries Inc |  | 40.8767 | -121.702 | Burney | Shasta | California | 96013 | 36336 Highway 299 East | 18.9 | 18.9 | Biomasa | Biomasa | 0 | 0 | 0 | 0 | 0 | 0 | 0 | 0 | 0 | 0 | 18.9 | 0 | EIA-860, EIA-860M and EIA-923 | 201603
Estados Unidos | Sierra Pacific Quincy Facility | Sierra Pacific Industries Inc |  | 39.9412 | -120.909 | Quincy | Plumas | California | 95971 | 1538 Lee Road | 26.5 | 26.5 | Biomasa | Biomasa | 0 | 0 | 0 | 0 | 0 | 0 | 0 | 0 | 0 | 0 | 26.5 | 0 | EIA-860, EIA-860M and EIA-923 | 201603
Estados Unidos | Normanskill Hydro Project | Watervliet City of |  | 42.7124 | -73.9573 | Guilderland | Albany | New York | 12084 | French's Mills Rod | 1.2 | 1.2 | Hidroeléctrica | Hidroeléctrica | 0 | 0 | 0 | 0 | 1.2 | 0 | 0 | 0 | 0 | 0 | 0 | 0 | EIA-860, EIA-860M and EIA-923 | 201603
Estados Unidos | Ottauquechee Hydro | Ottauquechee Hydro Company, Inc. |  | 43.5933 | -72.3506 | N. Hartland | Windsor | Vermont | 05052 | 46 Mill St. | 1.7 | 1.7 | Hidroeléctrica | Hidroeléctrica | 0 | 0 | 0 | 0 | 1.7 | 0 | 0 | 0 | 0 | 0 | 0 | 0 | EIA-860, EIA-860M and EIA-923 | 201603
Estados Unidos | Clear Lake Hydro Project | Yolo County Flood Control WCD |  | 38.9236 | -122.567 | Clearlake | Lake | California | 95422 | 18222 Dam Road | 2.4 | 2.4 | Hidroeléctrica | Hidroeléctrica | 0 | 0 | 0 | 0 | 2.4 | 0 | 0 | 0 | 0 | 0 | 0 | 0 | EIA-860, EIA-860M and EIA-923 | 201603
Estados Unidos | Indian Valley Dam Hydro Project | Yolo County Flood Control WCD |  | 39.0788 | -122.536 | Clearlake Oaks | Lake | California | 95423 | 4064 Access Road | 2.7 | 2.7 | Hidroeléctrica | Hidroeléctrica | 0 | 0 | 0 | 0 | 2.7 | 0 | 0 | 0 | 0 | 0 | 0 | 0 | EIA-860, EIA-860M and EIA-923 | 201603
Estados Unidos | Snider Industries | Snider Industries Inc |  | 32.5747 | -94.3739 | Marshall | Harrison | Texas | 75671 | 3311 Sue Belle Lake Road | 5 | 5 | Biomasa | Biomasa | 0 | 0 | 0 | 0 | 0 | 0 | 0 | 0 | 0 | 0 | 5 | 0 | EIA-860, EIA-860M and EIA-923 | 201603
Estados Unidos | R E Badger Filtration Plant | Santa Fe Irrigation District |  | 33.051 | -117.175 | Rancho Santa Fe | San Diego | California | 92067 | 18535 Aliso Canyon Road | 1 | 1 | Hidroeléctrica | Hidroeléctrica | 0 | 0 | 0 | 0 | 1 | 0 | 0 | 0 | 0 | 0 | 0 | 0 | EIA-860, EIA-860M and EIA-923 | 201603
Estados Unidos | Bear Creek | CHI-West Inc |  | 40.5345 | -121.959 | Shingleton | Shasta | California | 96088 | North of Inwood Road | 3 | 3 | Hidroeléctrica | Hidroeléctrica | 0 | 0 | 0 | 0 | 3 | 0 | 0 | 0 | 0 | 0 | 0 | 0 | EIA-860, EIA-860M and EIA-923 | 201603
Estados Unidos | Sanford Dam | Boyce Hydro Power LLC |  | 43.6773 | -84.3802 | Sanford | Midland | Michigan | 48657 | 264 W. Center Street | 3.6 | 3.6 | Hidroeléctrica | Hidroeléctrica | 0 | 0 | 0 | 0 | 3.6 | 0 | 0 | 0 | 0 | 0 | 0 | 0 | EIA-860, EIA-860M and EIA-923 | 201603
Estados Unidos | Edenville | Boyce Hydro Power LLC |  | 43.814 | -84.3767 | Edenville | Gladwin | Michigan | 48620 | 6000 South M-30 | 4.8 | 4.8 | Hidroeléctrica | Hidroeléctrica | 0 | 0 | 0 | 0 | 4.8 | 0 | 0 | 0 | 0 | 0 | 0 | 0 | EIA-860, EIA-860M and EIA-923 | 201603
Estados Unidos | Secord | Boyce Hydro Power LLC |  | 44.0411 | -84.3418 | Gladwin | Gladwin | Michigan | 48620 | 715 Secord Dam Road | 1.2 | 1.2 | Hidroeléctrica | Hidroeléctrica | 0 | 0 | 0 | 0 | 1.2 | 0 | 0 | 0 | 0 | 0 | 0 | 0 | EIA-860, EIA-860M and EIA-923 | 201603
Estados Unidos | Smallwood | Boyce Hydro Power LLC |  | 43.9599 | -84.336 | Gladwin | Gladwin | Michigan | 48624 | 700 Wolverine Drive | 1.2 | 1.2 | Hidroeléctrica | Hidroeléctrica | 0 | 0 | 0 | 0 | 1.2 | 0 | 0 | 0 | 0 | 0 | 0 | 0 | EIA-860, EIA-860M and EIA-923 | 201603
Estados Unidos | International Paper Woronoco Mill | Swift River Hydro Operations Co., Inc |  | 42.1634 | -72.8275 | Woronoco | Hampden | Massachusetts | 01097 | 3 Bridge St | 1.7 | 1.7 | Hidroeléctrica | Hidroeléctrica | 0 | 0 | 0 | 0 | 1.7 | 0 | 0 | 0 | 0 | 0 | 0 | 0 | EIA-860, EIA-860M and EIA-923 | 201603
Estados Unidos | Emporia | Emporia Hydro Power LP |  | 36.696 | -77.56 | Emporia | Greensville | Virginia | 23847 | 949 Mill Rd | 2.5 | 2.5 | Hidroeléctrica | Hidroeléctrica | 0 | 0 | 0 | 0 | 2.5 | 0 | 0 | 0 | 0 | 0 | 0 | 0 | EIA-860, EIA-860M and EIA-923 | 201603
Estados Unidos | Union Falls | Union Falls Hydro Power LP |  | 44.5107 | -73.9131 | Au Sable Forks | Clinton | New York | 12912 | 12 Casey Road | 2.6 | 2.6 | Hidroeléctrica | Hidroeléctrica | 0 | 0 | 0 | 0 | 2.6 | 0 | 0 | 0 | 0 | 0 | 0 | 0 | EIA-860, EIA-860M and EIA-923 | 201603
Estados Unidos | Blackstone/Tupperware | Blackstone Hydro Inc. |  | 42.0145 | -71.5444 | North Smithfield | Providence | Rhode Island | 02917 | 2 Tupperware Drive | 1.6 | 1.6 | Hidroeléctrica | Hidroeléctrica | 0 | 0 | 0 | 0 | 1.6 | 0 | 0 | 0 | 0 | 0 | 0 | 0 | EIA-860, EIA-860M and EIA-923 | 201603
Estados Unidos | Halifax | Banister Hydro LP |  | 36.7817 | -78.9236 | Halifax | Halifax | Virginia | 24558 | 1130 L.P. Bailey Highway | 1.6 | 1.6 | Hidroeléctrica | Hidroeléctrica | 0 | 0 | 0 | 0 | 1.6 | 0 | 0 | 0 | 0 | 0 | 0 | 0 | EIA-860, EIA-860M and EIA-923 | 201603
Estados Unidos | Box Canyon Dam | Siskiyou Power Authority |  | 41.2792 | -122.329 | Mount Shasta | Siskiyou | California | 96067 | 2623 W.A. Barr Road | 5 | 5 | Hidroeléctrica | Hidroeléctrica | 0 | 0 | 0 | 0 | 5 | 0 | 0 | 0 | 0 | 0 | 0 | 0 | EIA-860, EIA-860M and EIA-923 | 201603
Estados Unidos | Olsen | Synergics Inc |  | 40.6705 | -121.891 | Whitmore | Shasta | California | 96087 | Mt. Shasta Crossing | 4.8 | 4.8 | Hidroeléctrica | Hidroeléctrica | 0 | 0 | 0 | 0 | 4.8 | 0 | 0 | 0 | 0 | 0 | 0 | 0 | EIA-860, EIA-860M and EIA-923 | 201603
Estados Unidos | Weyerhaeuser Columbus MS | Weyerhaeuser Co |  | 33.3602 | -88.46 | Columbus | Lowndes | Mississippi | 39703 | 4335 Carson Road | 128.6 | 128.6 | Biomasa | Biomasa | 0 | 0 | 0 | 0 | 0 | 0 | 0 | 0 | 0 | 0 | 128.6 | 0 | EIA-860, EIA-860M and EIA-923 | 201603
Estados Unidos | Cosmo Specialty Fibers Plant | Cosmo Specialty Fibers |  | 46.9541 | -123.761 | Cosmopolis | Grays Harbor | Washington | 98537 | 1701 First St | 17 | 17 | Biomasa | Biomasa | 0 | 0 | 0 | 0 | 0 | 0 | 0 | 0 | 0 | 0 | 17 | 0 | EIA-860, EIA-860M and EIA-923 | 201603
Estados Unidos | Weyerhaeuser Longview WA | Weyerhaeuser Co |  | 46.1236 | -122.973 | Longview | Cowlitz | Washington | 98632 | 3401 Industrial Way | 56.6 | 56.6 | Biomasa | Biomasa | 0 | 0 | 0 | 0 | 0 | 0 | 0 | 0 | 0 | 0 | 56.6 | 0 | EIA-860, EIA-860M and EIA-923 | 201603
Estados Unidos | Weyerhaeuser New Bern NC | Weyerhaeuser Co NR, New Bern CF |  | 35.212 | -77.1144 | New Bern | Craven | North Carolina | 28586 | 1785 Weyerhaeuser Rd. | 29 | 29 | Biomasa | Biomasa | 0 | 0 | 0 | 0 | 0 | 0 | 0 | 0 | 0 | 0 | 29 | 0 | EIA-860, EIA-860M and EIA-923 | 201603
Estados Unidos | Domtar Paper Co LLC Plymouth NC | Domtar Paper Company LLC |  | 35.8628 | -76.7831 | Plymouth | Martin | North Carolina | 27962 | NC Hwy 149 N | 146.1 | 146.1 | Biomasa | Biomasa | 0 | 0 | 0 | 0 | 0 | 0 | 0 | 0 | 0 | 0 | 146.1 | 0 | EIA-860, EIA-860M and EIA-923 | 201603
Estados Unidos | Domtar Paper Company Rothschild | Domtar Paper Company Rothschild |  | 44.8867 | -89.6272 | Rothschild | Marathon | Wisconsin | 54474 | 200 North Grand Ave | 4.4 | 4.4 | Hidroeléctrica | Hidroeléctrica | 0 | 0 | 0 | 0 | 4.4 | 0 | 0 | 0 | 0 | 0 | 0 | 0 | EIA-860, EIA-860M and EIA-923 | 201603
Estados Unidos | IP Springfield Oregon | International Paper Corporation |  | 44.0569 | -122.955 | Springfield | Lane | Oregon | 97478 | 801 42nd Street | 58 | 58 | Biomasa | Biomasa | 0 | 0 | 0 | 0 | 0 | 0 | 0 | 0 | 0 | 0 | 58 | 0 | EIA-860, EIA-860M and EIA-923 | 201603
Estados Unidos | International Paper Valliant OK | International Paper - Valliant |  | 33.9961 | -95.1114 | Valliant | McCurtain | Oklahoma | 74764 | 890 IP Lane | 57.8 | 57.8 | Biomasa | Biomasa | 0 | 0 | 0 | 0 | 0 | 0 | 0 | 0 | 0 | 0 | 57.8 | 0 | EIA-860, EIA-860M and EIA-923 | 201603
Estados Unidos | Rabun Gap Cogen Facility | Multitrade Rabun Gap LLC |  | 34.9536 | -83.3786 | Rabun Gap | Rabun | Georgia | 30568 | 1585 York House RD | 17 | 17 | Biomasa | Biomasa | 0 | 0 | 0 | 0 | 0 | 0 | 0 | 0 | 0 | 0 | 17 | 0 | EIA-860, EIA-860M and EIA-923 | 201603
Estados Unidos | WPS Power Niagara | Niagara Generation LLC |  | 43.0804 | -79.0082 | Niagara Falls | Niagara | New York | 14302 | 5300 Frontier Avenue | 41.1 | 41.1 | Biomasa | Biomasa | 0 | 0 | 0 | 0 | 0 | 0 | 0 | 0 | 0 | 0 | 41.1 | 0 | EIA-860, EIA-860M and EIA-923 | 201603
Estados Unidos | Vallecito Hydroelectric | Ptarmigan Res & Engy Inc |  | 37.3777 | -107.579 | Bayfield | La Plata | Colorado | 81122 | 13029 County Road 501 | 5.8 | 5.8 | Hidroeléctrica | Hidroeléctrica | 0 | 0 | 0 | 0 | 5.8 | 0 | 0 | 0 | 0 | 0 | 0 | 0 | EIA-860, EIA-860M and EIA-923 | 201603
Estados Unidos | Pinetree Power | Pinetree Power Inc |  | 44.3274 | -71.68 | Bethlehem | Grafton | New Hampshire | 03574 | 1241 Whitefield Road | 15 | 15 | Biomasa | Biomasa | 0 | 0 | 0 | 0 | 0 | 0 | 0 | 0 | 0 | 0 | 15 | 0 | EIA-860, EIA-860M and EIA-923 | 201603
Estados Unidos | Vulcan-BN Geothermal Power Company | CalEnergy Operating Corporation |  | 33.1633 | -115.617 | Calipatria | Imperial | California | 92233 | 7001 Gentry Rd. | 29.5 | 29.5 | Geotérmica | Geotérmica | 0 | 0 | 0 | 0 | 0 | 0 | 0 | 0 | 0 | 29.5 | 0 | 0 | EIA-860, EIA-860M and EIA-923 | 201603
Estados Unidos | York County Resource Recovery | York County Solid W & R Auth |  | 40.0017 | -76.7183 | York | York | Pennsylvania | 17406 | 2651 Blackbridge Road | 28.9 | 28.9 | Biomasa | Biomasa | 0 | 0 | 0 | 0 | 0 | 0 | 0 | 0 | 0 | 0 | 28.9 | 0 | EIA-860, EIA-860M and EIA-923 | 201603
Estados Unidos | Woodward Power Plant | Turlock Irrigation District |  | 37.8607 | -120.879 | Oakdale | Stanislaus | California | 95361 | 15476 26 Mile Rd | 2.7 | 2.7 | Hidroeléctrica | Hidroeléctrica | 0 | 0 | 0 | 0 | 2.7 | 0 | 0 | 0 | 0 | 0 | 0 | 0 | EIA-860, EIA-860M and EIA-923 | 201603
Estados Unidos | Frankenheimer Power Plant | Turlock Irrigation District |  | 37.8304 | -120.807 | Oakdale | Stanislaus | California | 95361 | 10421 Frankenheimer Road | 4 | 4 | Hidroeléctrica | Hidroeléctrica | 0 | 0 | 0 | 0 | 4 | 0 | 0 | 0 | 0 | 0 | 0 | 0 | EIA-860, EIA-860M and EIA-923 | 201603
Estados Unidos | Oxnard Wastewater Treatment Plant | Oxnard City of |  | 34.1405 | -119.185 | Oxnard | Ventura | California | 93033 | 6001 S. Perkins Rd. | 1.2 | 1.2 | Biomasa | Biomasa | 0 | 0 | 0 | 0 | 0 | 0 | 0 | 0 | 0 | 0 | 1.2 | 0 | EIA-860, EIA-860M and EIA-923 | 201603
Estados Unidos | Regional Waste Systems | Ecomaine |  | 43.6556 | -70.3347 | Portland | Cumberland | Maine | 04102 | 64 Blueberry Road | 11.5 | 11.5 | Biomasa | Biomasa | 0 | 0 | 0 | 0 | 0 | 0 | 0 | 0 | 0 | 0 | 11.5 | 0 | EIA-860, EIA-860M and EIA-923 | 201603
Estados Unidos | Robbins Lumber | Robbins Lumber Inc |  | 44.3331 | -69.2019 | Searsmont | Waldo | Maine | 04973 | 53 Ghent Road, P. O. Box 9 | 2.9 | 1.1 | Petróleo | Biomasa | 0 | 0 | 1.8 | 0 | 0 | 0 | 0 | 0 | 0 | 0 | 1.1 | 0 | EIA-860, EIA-860M and EIA-923 | 201603
Estados Unidos | SDS Lumber Gorge Energy Division | SDS Lumber Co |  | 45.7131 | -121.469 | Bingen | Klickitat | Washington | 98605 | 123 Industrial Rd | 9.7 | 9.7 | Biomasa | Biomasa | 0 | 0 | 0 | 0 | 0 | 0 | 0 | 0 | 0 | 0 | 9.7 | 0 | EIA-860, EIA-860M and EIA-923 | 201603
Estados Unidos | San Dimas Wash Generating Station | San Gabriel Valley Mun Wtr Dt |  | 34.1242 | -117.805 | San Dimas | Los Angeles | California | 91773 | 190 E. Foothill Blvd | 1 | 1 | Hidroeléctrica | Hidroeléctrica | 0 | 0 | 0 | 0 | 1 | 0 | 0 | 0 | 0 | 0 | 0 | 0 | EIA-860, EIA-860M and EIA-923 | 201603
Estados Unidos | VC Porterdale Hydroelectric | VC Porterdale Hydroelectric, LLC |  | 33.5701 | -83.8939 | Porterdale | Newton | Georgia | 30070 | 1500 Main Street | 2.4 | 2.4 | Hidroeléctrica | Hidroeléctrica | 0 | 0 | 0 | 0 | 2.4 | 0 | 0 | 0 | 0 | 0 | 0 | 0 | EIA-860, EIA-860M and EIA-923 | 201603
Estados Unidos | International Paper Pensacola | International Paper Co-Pensacola |  | 30.5966 | -87.3264 | Cantonment | Escambia | Florida | 32533 | 375 Muscogee Road | 76 | 76 | Biomasa | Biomasa | 0 | 0 | 0 | 0 | 0 | 0 | 0 | 0 | 0 | 0 | 76 | 0 | EIA-860, EIA-860M and EIA-923 | 201603
Estados Unidos | Verso Paper Quinnesec Mich Mill | Verso Paper - Quinnesec |  | 45.7956 | -87.9556 | Norway | Dickinson | Michigan | 49870 | US Hwy 2 | 59 | 59 | Biomasa | Biomasa | 0 | 0 | 0 | 0 | 0 | 0 | 0 | 0 | 0 | 0 | 59 | 0 | EIA-860, EIA-860M and EIA-923 | 201603
Estados Unidos | Sartell Dam | Eagle Creek RE LLC |  | 45.618 | -94.2008 | Sartell | Benton | Minnesota | 56377 | 100 East Sartell Street | 9.3 | 9.3 | Hidroeléctrica | Hidroeléctrica | 0 | 0 | 0 | 0 | 9.3 | 0 | 0 | 0 | 0 | 0 | 0 | 0 | EIA-860, EIA-860M and EIA-923 | 201603
Estados Unidos | KapStone Kraft Paper Corp | KapStone Kraft Paper Corp |  | 36.4769 | -77.6414 | Roanoke Rapids | Halifax | North Carolina | 27870 | 100 Gaston Road | 30 | 30 | Biomasa | Biomasa | 0 | 0 | 0 | 0 | 0 | 0 | 0 | 0 | 0 | 0 | 30 | 0 | EIA-860, EIA-860M and EIA-923 | 201603
Estados Unidos | New Lahontan | Truckee-Carson Irrigation District |  | 39.4636 | -119.065 | Fallon | Churchill | Nevada | 89406 | 2666 Harrigan Road | 3.8 | 3.8 | Hidroeléctrica | Hidroeléctrica | 0 | 0 | 0 | 0 | 3.8 | 0 | 0 | 0 | 0 | 0 | 0 | 0 | EIA-860, EIA-860M and EIA-923 | 201603
Estados Unidos | Redlands Water & Power | Redlands Water & Power Company |  | 39.0673 | -108.593 | Grand Junction | Mesa | Colorado | 81507 | 293 Power Road | 1.4 | 1.4 | Hidroeléctrica | Hidroeléctrica | 0 | 0 | 0 | 0 | 1.4 | 0 | 0 | 0 | 0 | 0 | 0 | 0 | EIA-860, EIA-860M and EIA-923 | 201603
Estados Unidos | Hewittville Hydroelectric | Erie Boulevard Hydropower LP |  | 44.7052 | -75.0079 | Norwood | ST Lawrence | New York | 13668 | 59 Hewittville Road | 2.2 | 2.2 | Hidroeléctrica | Hidroeléctrica | 0 | 0 | 0 | 0 | 2.2 | 0 | 0 | 0 | 0 | 0 | 0 | 0 | EIA-860, EIA-860M and EIA-923 | 201603
Estados Unidos | Unionville Hydro Project 2499 NY | Erie Boulevard Hydropower LP |  | 44.7145 | -74.9966 | Norwood | St Lawrence | New York | 13668 | 547B Sissonville Road | 2.2 | 2.2 | Hidroeléctrica | Hidroeléctrica | 0 | 0 | 0 | 0 | 2.2 | 0 | 0 | 0 | 0 | 0 | 0 | 0 | EIA-860, EIA-860M and EIA-923 | 201603
Estados Unidos | Pioneer Valley Resource Recovery | Covanta Springfield LLC |  | 42.0906 | -72.5917 | Agawam | Hampden | Massachusetts | 01001 | 188 M Street | 7.5 | 7.5 | Biomasa | Biomasa | 0 | 0 | 0 | 0 | 0 | 0 | 0 | 0 | 0 | 0 | 7.5 | 0 | EIA-860, EIA-860M and EIA-923 | 201603
Estados Unidos | Wintec Energy Ltd | Wintec Energy Ltd |  | 33.9131 | -116.563 | Palm Springs | Riverside | California | 92258 | Dillon Rd_KarenAve_Diablo Rd | 5.9 | 5.9 | Eólica | Eólica | 0 | 0 | 0 | 0 | 0 | 0 | 0 | 0 | 5.9 | 0 | 0 | 0 | EIA-860, EIA-860M and EIA-923 | 201603
Estados Unidos | ReEnergy Chateaugay Power Station | ReEnergy Chateaugay LLC |  | 44.8927 | -74.0746 | Chateaugay | Franklin | New York | 12920 | 7019 State Rt 374 | 18 | 18 | Biomasa | Biomasa | 0 | 0 | 0 | 0 | 0 | 0 | 0 | 0 | 0 | 0 | 18 | 0 | EIA-860, EIA-860M and EIA-923 | 201603
Estados Unidos | Worumbo Hydro Station | Brown Bear II Hydro Inc |  | 43.9947 | -70.0619 | Lisbon Falls | Androscoggin | Maine | 04252 | Canal Street | 9.2 | 9.2 | Hidroeléctrica | Hidroeléctrica | 0 | 0 | 0 | 0 | 9.2 | 0 | 0 | 0 | 0 | 0 | 0 | 0 | EIA-860, EIA-860M and EIA-923 | 201603
Estados Unidos | Archbald Power Station | PEI Power Corp |  | 41.485 | -75.5406 | Archbald | Lackawanna | Pennsylvania | 18403 | 170 Cogen Road | 71.7 | 28 | Gas natural | Biomasa | 0 | 43.7 | 0 | 0 | 0 | 0 | 0 | 0 | 0 | 0 | 28 | 0 | EIA-860, EIA-860M and EIA-923 | 201603
Estados Unidos | Dahowa Hydro | Dahowa Hydro |  | 43.1033 | -73.5369 | Greenwich | Washington | New York | 12834 | Mill Road-Middle Falls | 1.5 | 1.5 | Hidroeléctrica | Hidroeléctrica | 0 | 0 | 0 | 0 | 1.5 | 0 | 0 | 0 | 0 | 0 | 0 | 0 | EIA-860, EIA-860M and EIA-923 | 201603
Estados Unidos | San Gorgonio Farms Wind Farm | San Gorgonio Farms Inc |  | 33.9261 | -116.615 | Whitewater | Riverside | California | 92282 | 79 Dillon Road | 31 | 31 | Eólica | Eólica | 0 | 0 | 0 | 0 | 0 | 0 | 0 | 0 | 31 | 0 | 0 | 0 | EIA-860, EIA-860M and EIA-923 | 201603
Estados Unidos | Lower Village Water Power Project | Marlborough Hydro Corp |  | 43.3743 | -72.3476 | Claremont | Sullivan | New Hampshire | 03437 | Lafayette Street | 1.2 | 1.2 | Hidroeléctrica | Hidroeléctrica | 0 | 0 | 0 | 0 | 1.2 | 0 | 0 | 0 | 0 | 0 | 0 | 0 | EIA-860, EIA-860M and EIA-923 | 201603
Estados Unidos | SEMASS Resource Recovery | SEMASS Partnership |  | 41.8022 | -70.7875 | West Wareham | Plymouth | Massachusetts | 02576 | 141 Cranberry Highway | 80 | 80 | Biomasa | Biomasa | 0 | 0 | 0 | 0 | 0 | 0 | 0 | 0 | 0 | 0 | 80 | 0 | EIA-860, EIA-860M and EIA-923 | 201603
Estados Unidos | Wadham Energy LP | Wadham Energy Ltd Partners |  | 39.1062 | -122.11 | Williams | Colusa | California | 95987 | 6247 Meyers Road | 25.5 | 25.5 | Biomasa | Biomasa | 0 | 0 | 0 | 0 | 0 | 0 | 0 | 0 | 0 | 0 | 25.5 | 0 | EIA-860, EIA-860M and EIA-923 | 201603
Estados Unidos | Packaging Corp of America | Packaging Corp of America |  | 35.0471 | -88.2661 | Counce | Hardin | Tennessee | 38326 | HWY. 57 | 72.5 | 72.5 | Biomasa | Biomasa | 0 | 0 | 0 | 0 | 0 | 0 | 0 | 0 | 0 | 0 | 72.5 | 0 | EIA-860, EIA-860M and EIA-923 | 201603
Estados Unidos | Passaic Valley Water Commission | Passaic Valley Water Comm |  | 40.8833 | -74.23 | Totowa | Passaic | New Jersey | 07512 | Union Blvd. & Riverview Drive | 2.4 | 2.4 | Hidroeléctrica | Hidroeléctrica | 0 | 0 | 0 | 0 | 2.4 | 0 | 0 | 0 | 0 | 0 | 0 | 0 | EIA-860, EIA-860M and EIA-923 | 201603
Estados Unidos | Chasm Hydro Partnership | Chasm Hydro Partnership |  | 44.9318 | -74.1125 | Chateaugay | Franklin | New York | 12920 | Chasm Rd, Chateaugay | 1 | 1 | Hidroeléctrica | Hidroeléctrica | 0 | 0 | 0 | 0 | 1 | 0 | 0 | 0 | 0 | 0 | 0 | 0 | EIA-860, EIA-860M and EIA-923 | 201603
Estados Unidos | Site 980 65 | Madera-Chowchilla Power Auth |  | 37.0568 | -119.9 | Madera | Madera | California | 93637 | Road 400 | 2.1 | 2.1 | Hidroeléctrica | Hidroeléctrica | 0 | 0 | 0 | 0 | 2.1 | 0 | 0 | 0 | 0 | 0 | 0 | 0 | EIA-860, EIA-860M and EIA-923 | 201603
Estados Unidos | Marco Ranch | Marco Power Inc |  | 42.6366 | -114.558 | Jerome | Jerome | Idaho | 83338 | 1 mile West and 4 miles South | 1.2 | 1.2 | Hidroeléctrica | Hidroeléctrica | 0 | 0 | 0 | 0 | 1.2 | 0 | 0 | 0 | 0 | 0 | 0 | 0 | EIA-860, EIA-860M and EIA-923 | 201603
Estados Unidos | Newfound Hydroelectric | KTZ Hydro LLC |  | 43.59 | -71.7329 | Bristol | Grafton | New Hampshire | 03222 | Central Street | 1.4 | 1.4 | Hidroeléctrica | Hidroeléctrica | 0 | 0 | 0 | 0 | 1.4 | 0 | 0 | 0 | 0 | 0 | 0 | 0 | EIA-860, EIA-860M and EIA-923 | 201603
Estados Unidos | Byllesby | Neshkoro Power Assc LLC |  | 44.5119 | -92.9394 | Cannon Falls | Dakota | Minnesota | 55009 | 30129 Harry Avenue | 2.5 | 2.5 | Hidroeléctrica | Hidroeléctrica | 0 | 0 | 0 | 0 | 2.5 | 0 | 0 | 0 | 0 | 0 | 0 | 0 | EIA-860, EIA-860M and EIA-923 | 201603
Estados Unidos | West Point Treatment Plant | King County Dept-Natural Res |  | 47.6611 | -122.446 | Seattle | King | Washington | 98199 | 1400 Discovery Park Blvd | 4.6 | 4.6 | Biomasa | Biomasa | 0 | 0 | 0 | 0 | 0 | 0 | 0 | 0 | 0 | 0 | 4.6 | 0 | EIA-860, EIA-860M and EIA-923 | 201603
Estados Unidos | Forks of Butte Hydro Project | HYPOWER INC |  | 39.8693 | -121.632 | Magalia | Butte | California | 95954 | DeSabla Powerhouse Access Road | 14.5 | 14.5 | Hidroeléctrica | Hidroeléctrica | 0 | 0 | 0 | 0 | 14.5 | 0 | 0 | 0 | 0 | 0 | 0 | 0 | EIA-860, EIA-860M and EIA-923 | 201603
Estados Unidos | Rolfe Canal Hydro | Briar-Hydro Associates |  | 43.2746 | -71.604 | Penacook | Merrimack | New Hampshire | 03303 | 83A Washington Street | 4.3 | 4.3 | Hidroeléctrica | Hidroeléctrica | 0 | 0 | 0 | 0 | 4.3 | 0 | 0 | 0 | 0 | 0 | 0 | 0 | EIA-860, EIA-860M and EIA-923 | 201603
Estados Unidos | Nacimiento Hydro Project | Monterey Cnty Water Res Agency |  | 35.7986 | -120.883 | Bradley | San Luis Obispo | California | 93426 | 10690 Nacimiento Lake Drive | 4 | 4 | Hidroeléctrica | Hidroeléctrica | 0 | 0 | 0 | 0 | 4 | 0 | 0 | 0 | 0 | 0 | 0 | 0 | EIA-860, EIA-860M and EIA-923 | 201603
Estados Unidos | Penacook Lower Falls | Briar-Hydro Associates |  | 43.2858 | -71.595 | Boscawen | Merrimack | New Hampshire | 03303 | Commercial Street | 4.6 | 4.6 | Hidroeléctrica | Hidroeléctrica | 0 | 0 | 0 | 0 | 4.6 | 0 | 0 | 0 | 0 | 0 | 0 | 0 | EIA-860, EIA-860M and EIA-923 | 201603
Estados Unidos | Newport Hydro | Eagle Creek RE LLC |  | 43.1853 | -75.0169 | Newport | Herkimer | New York | 13416 | Bridge St. | 1.7 | 1.7 | Hidroeléctrica | Hidroeléctrica | 0 | 0 | 0 | 0 | 1.7 | 0 | 0 | 0 | 0 | 0 | 0 | 0 | EIA-860, EIA-860M and EIA-923 | 201603
Estados Unidos | Michell Butte Power Project | Owyhee Irrigation District |  | 43.7719 | -117.155 | Nyssa | Malheur | Oregon | 97913 | Owyhee Lake Rd | 1.8 | 1.8 | Hidroeléctrica | Hidroeléctrica | 0 | 0 | 0 | 0 | 1.8 | 0 | 0 | 0 | 0 | 0 | 0 | 0 | EIA-860, EIA-860M and EIA-923 | 201603
Estados Unidos | Owyhee Dam Power Project | Owyhee Irrigation District |  | 43.6416 | -117.244 | Nyssa | Malheur | Oregon | 97913 | 1475 Owyhee Lake Rd | 2.9 | 2.9 | Hidroeléctrica | Hidroeléctrica | 0 | 0 | 0 | 0 | 2.9 | 0 | 0 | 0 | 0 | 0 | 0 | 0 | EIA-860, EIA-860M and EIA-923 | 201603
Estados Unidos | Tunnel 1 Power Project | Owyhee Irrigation District |  | 43.642 | -117.233 | Nyssa | Malheur | Oregon | 97913 | 1475 Owyhee Lake Rd | 6.7 | 6.7 | Hidroeléctrica | Hidroeléctrica | 0 | 0 | 0 | 0 | 6.7 | 0 | 0 | 0 | 0 | 0 | 0 | 0 | EIA-860, EIA-860M and EIA-923 | 201603
Estados Unidos | Mesquite Lake Energy Park Plant 2 | Mesquite Lake Energy Park |  | 32.9038 | -115.512 | Imperial | Imperial | California | 92251 | 3559 Highway 111 | 15.5 | 15.5 | Biomasa | Biomasa | 0 | 0 | 0 | 0 | 0 | 0 | 0 | 0 | 0 | 0 | 15.5 | 0 | EIA-860, EIA-860M and EIA-923 | 201603
Estados Unidos | Ridgewood Providence Power | Rhode Island LFG Genco |  | 41.8069 | -71.53 | Johnston | Providence | Rhode Island | 02919 | 65 Shun Pike | 6 | 6 | Biomasa | Biomasa | 0 | 0 | 0 | 0 | 0 | 0 | 0 | 0 | 0 | 0 | 6 | 0 | EIA-860, EIA-860M and EIA-923 | 201603
Estados Unidos | East Portal Generator | Calleguas Mun Water District |  | 34.2619 | -118.624 | Chatsworth | Los Angeles | California | 91311 | w/o Devonshire and Larwin | 1.2 | 1.2 | Hidroeléctrica | Hidroeléctrica | 0 | 0 | 0 | 0 | 1.2 | 0 | 0 | 0 | 0 | 0 | 0 | 0 | EIA-860, EIA-860M and EIA-923 | 201603
Estados Unidos | Upriver Dam Hydro Plant | City of Spokane |  | 47.6822 | -117.332 | Spokane | Spokane | Washington | 99212 | 2701 N Waterworks Avenue | 4.5 | 4.5 | Hidroeléctrica | Hidroeléctrica | 0 | 0 | 0 | 0 | 4.5 | 0 | 0 | 0 | 0 | 0 | 0 | 0 | EIA-860, EIA-860M and EIA-923 | 201603
Estados Unidos | Twin Reservoirs | Walla Walla City of |  | 46.0883 | -118.255 | Walla Walla | Walla Walla | Washington | 99362 | 581 Mill Creek Road | 1.8 | 1.8 | Hidroeléctrica | Hidroeléctrica | 0 | 0 | 0 | 0 | 1.8 | 0 | 0 | 0 | 0 | 0 | 0 | 0 | EIA-860, EIA-860M and EIA-923 | 201603
Estados Unidos | Gregg Falls | Eagle Creek RE LLC |  | 43.0168 | -71.5679 | Goffstown | Hillsborough | New Hampshire | 03045 | 55 Mast Rd | 3.4 | 3.4 | Hidroeléctrica | Hidroeléctrica | 0 | 0 | 0 | 0 | 3.4 | 0 | 0 | 0 | 0 | 0 | 0 | 0 | EIA-860, EIA-860M and EIA-923 | 201603
Estados Unidos | Windland | Windland Inc |  | 35.0522 | -118.358 | Mojave | Kern | California | 93501 | 10901 Cameron Road | 15.5 | 15.5 | Eólica | Eólica | 0 | 0 | 0 | 0 | 0 | 0 | 0 | 0 | 15.5 | 0 | 0 | 0 | EIA-860, EIA-860M and EIA-923 | 201603
Estados Unidos | Friant Hydro Facility | Friant Power Authority |  | 36.9977 | -119.703 | Friant | Fresno | California | 93626 | 18015 Friant Rd | 30.3 | 30.3 | Hidroeléctrica | Hidroeléctrica | 0 | 0 | 0 | 0 | 30.3 | 0 | 0 | 0 | 0 | 0 | 0 | 0 | EIA-860, EIA-860M and EIA-923 | 201603
Estados Unidos | Georgia-Pacific Corp - Nekoosa Mill | Domtar Industries Inc |  | 44.3142 | -89.8964 | Nekoosa | Wood | Wisconsin | 54457 | 301 Point Basse Ave | 35.1 | 16.4 | Gas natural | Biomasa | 0 | 18.7 | 0 | 0 | 3.9 | 0 | 0 | 0 | 0 | 0 | 12.5 | 0 | EIA-860, EIA-860M and EIA-923 | 201603
Estados Unidos | Dillard Complex | Roseburg Forest Products Co |  | 43.0895 | -123.416 | Dillard | Douglas | Oregon | 97432 | 10525 Old Highway 99 South | 51.5 | 51.5 | Biomasa | Biomasa | 0 | 0 | 0 | 0 | 0 | 0 | 0 | 0 | 0 | 0 | 51.5 | 0 | EIA-860, EIA-860M and EIA-923 | 201603
Estados Unidos | P H Glatfelter | P H Glatfelter Co |  | 39.8709 | -76.8681 | Spring Grove | York | Pennsylvania | 17362 | 228 S. Main Street | 89 | 31.2 | Carbón | Biomasa | 57.8 | 0 | 0 | 0 | 0 | 0 | 0 | 0 | 0 | 0 | 31.2 | 0 | EIA-860, EIA-860M and EIA-923 | 201603
Estados Unidos | International Paper Savanna Mill | International Paper Co |  | 32.1004 | -81.1242 | Savannah | Chatham | Georgia | 31402 | West Lathrop | 153.9 | 82.7 | Biomasa | Biomasa | 0 | 71.2 | 0 | 0 | 0 | 0 | 0 | 0 | 0 | 0 | 82.7 | 0 | EIA-860, EIA-860M and EIA-923 | 201603
Estados Unidos | Sand Bar Power Plant | Tri-Dam Power Authority |  | 38.1861 | -120.15 | Stanisluas Nat Forest | Tuolumne | California | 95364 | Forest Service Road | 15 | 15 | Hidroeléctrica | Hidroeléctrica | 0 | 0 | 0 | 0 | 15 | 0 | 0 | 0 | 0 | 0 | 0 | 0 | EIA-860, EIA-860M and EIA-923 | 201603
Estados Unidos | Somerset Plant | Sappi Fine Paper North America-Somerset |  | 44.7035 | -69.6474 | Skowhegan | Somerset | Maine | 04976 | 1329 Waterville Rd | 115 | 115 | Biomasa | Biomasa | 0 | 0 | 0 | 0 | 0 | 0 | 0 | 0 | 0 | 0 | 115 | 0 | EIA-860, EIA-860M and EIA-923 | 201603
Estados Unidos | Mobile Energy Services LLC | DTE Energy Services |  | 30.7365 | -88.0516 | Moble | Mobile | Alabama | 36610 | 200 Bay Bridge Road | 89.3 | 89.3 | Biomasa | Biomasa | 0 | 0 | 0 | 0 | 0 | 0 | 0 | 0 | 0 | 0 | 89.3 | 0 | EIA-860, EIA-860M and EIA-923 | 201603
Estados Unidos | Park Mill | N E W Hydro LLC |  | 45.1058 | -87.6514 | Marinette | Marinette | Wisconsin | 54143 | 3120 Riverside Avenue | 2.1 | 2.1 | Hidroeléctrica | Hidroeléctrica | 0 | 0 | 0 | 0 | 2.1 | 0 | 0 | 0 | 0 | 0 | 0 | 0 | EIA-860, EIA-860M and EIA-923 | 201603
Estados Unidos | Menominee Mill Marinette | N E W Hydro LLC |  | 45.1069 | -87.6378 | Menominee | Menominee | Michigan | 49858 | 901 26th Street | 1.8 | 1.8 | Hidroeléctrica | Hidroeléctrica | 0 | 0 | 0 | 0 | 1.8 | 0 | 0 | 0 | 0 | 0 | 0 | 0 | EIA-860, EIA-860M and EIA-923 | 201603
Estados Unidos | Olmsted Waste Energy | Olmsted County Public Works |  | 44.0261 | -92.4323 | Rochester | Olmsted | Minnesota | 55906 | 301 Silver Creek Road NE | 9 | 7.7 | Biomasa | Biomasa | 0 | 0 | 1.3 | 0 | 0 | 0 | 0 | 0 | 0 | 0 | 7.7 | 0 | EIA-860, EIA-860M and EIA-923 | 201603
Estados Unidos | Penacook Upper Falls Hydro | Briar-Hydro Associates |  | 43.2832 | -71.6008 | Penacook | Merrimack | New Hampshire | 03303 | Cresent Street | 3.4 | 3.4 | Hidroeléctrica | Hidroeléctrica | 0 | 0 | 0 | 0 | 3.4 | 0 | 0 | 0 | 0 | 0 | 0 | 0 | EIA-860, EIA-860M and EIA-923 | 201603
Estados Unidos | Tannery Island Power | Ampersand Tannery Island Hydro, LLC |  | 43.98 | -75.6131 | Carthage | Jefferson | New York | 13619 | One Brown Street | 1 | 1 | Hidroeléctrica | Hidroeléctrica | 0 | 0 | 0 | 0 | 1 | 0 | 0 | 0 | 0 | 0 | 0 | 0 | EIA-860, EIA-860M and EIA-923 | 201603
Estados Unidos | Orchard Avenue 1 | Yakima-Tieton Irrigation Dist |  | 46.5964 | -120.677 | Yakima | Yakima | Washington | 98908 | 12731 Orchard Ave | 1.6 | 1.6 | Hidroeléctrica | Hidroeléctrica | 0 | 0 | 0 | 0 | 1.6 | 0 | 0 | 0 | 0 | 0 | 0 | 0 | EIA-860, EIA-860M and EIA-923 | 201603
Estados Unidos | Cowiche | Yakima-Tieton Irrigation Dist |  | 46.6926 | -120.737 | Tieton | Yakima | Washington | 98947 | 18968 Summitview Road | 1.6 | 1.6 | Hidroeléctrica | Hidroeléctrica | 0 | 0 | 0 | 0 | 1.6 | 0 | 0 | 0 | 0 | 0 | 0 | 0 | EIA-860, EIA-860M and EIA-923 | 201603
Estados Unidos | Warm Springs Forest Products | Warm Springs Forest Prod Indst |  | 44.7648 | -121.235 | Warm Springs | Jefferson | Oregon | 97761 | Bldg 3270, Hwy 26 | 7.8 | 7.8 | Biomasa | Biomasa | 0 | 0 | 0 | 0 | 0 | 0 | 0 | 0 | 0 | 0 | 7.8 | 0 | EIA-860, EIA-860M and EIA-923 | 201603
Estados Unidos | Ada Dam | STS HydroPower Ltd-Ada Dam |  | 42.9506 | -85.4859 | Ada | Kent | Michigan | 49301 | 7510 Thornapple River Drive | 1.4 | 1.4 | Hidroeléctrica | Hidroeléctrica | 0 | 0 | 0 | 0 | 1.4 | 0 | 0 | 0 | 0 | 0 | 0 | 0 | EIA-860, EIA-860M and EIA-923 | 201603
Estados Unidos | Sugarloaf Hydro Plant | STS Hydropower Ltd |  | 39.2527 | -106.375 | Leadville | Lake | Colorado | 80461 | 1099 County Road #48 | 2.5 | 2.5 | Hidroeléctrica | Hidroeléctrica | 0 | 0 | 0 | 0 | 2.5 | 0 | 0 | 0 | 0 | 0 | 0 | 0 | EIA-860, EIA-860M and EIA-923 | 201603
Estados Unidos | Cascade Dam | STS HydroPower Ltd-Cascade Dam |  | 42.9094 | -85.4989 | Grand Rapids | Kent | Michigan | 49506 | 3033 Thorncrest | 1.6 | 1.6 | Hidroeléctrica | Hidroeléctrica | 0 | 0 | 0 | 0 | 1.6 | 0 | 0 | 0 | 0 | 0 | 0 | 0 | EIA-860, EIA-860M and EIA-923 | 201603
Estados Unidos | French Landing Dam | STS HydroPower Ltd-French LDam |  | 42.2143 | -83.4407 | Belleville | Wayne | Michigan | 48111 | 12100 Haggerty Road | 1.6 | 1.6 | Hidroeléctrica | Hidroeléctrica | 0 | 0 | 0 | 0 | 1.6 | 0 | 0 | 0 | 0 | 0 | 0 | 0 | EIA-860, EIA-860M and EIA-923 | 201603
Estados Unidos | Oconto Falls Lower | N E W Hydro LLC |  | 44.8719 | -88.1439 | Oconto Falls | Oconto | Wisconsin | 54154 | 106 East Central Avenue | 2 | 2 | Hidroeléctrica | Hidroeléctrica | 0 | 0 | 0 | 0 | 2 | 0 | 0 | 0 | 0 | 0 | 0 | 0 | EIA-860, EIA-860M and EIA-923 | 201603
Estados Unidos | S D Warren Westbrook | S D Warren Co.- Westbrook |  | 43.6849 | -70.3531 | Westbrook | Cumberland | Maine | 04098 | 89 Cumberland St | 64.7 | 64.7 | Biomasa | Biomasa | 0 | 0 | 0 | 0 | 8.4 | 0 | 0 | 0 | 0 | 0 | 56.3 | 0 | EIA-860, EIA-860M and EIA-923 | 201603
Estados Unidos | Flint River Operations | Weyerhaeuser Co |  | 32.2544 | -84.0667 | Oglethorpe | Macon | Georgia | 31068 | 2449 Stagecoach Road | 77.1 | 77.1 | Biomasa | Biomasa | 0 | 0 | 0 | 0 | 0 | 0 | 0 | 0 | 0 | 0 | 77.1 | 0 | EIA-860, EIA-860M and EIA-923 | 201603
Estados Unidos | Buckeye Florida LP | Buckeye Florida Ltd Partners |  | 30.0688 | -83.5253 | Perry | Taylor | Florida | 32347 | One Buckeye Drive | 41.8 | 41.8 | Biomasa | Biomasa | 0 | 0 | 0 | 0 | 0 | 0 | 0 | 0 | 0 | 0 | 41.8 | 0 | EIA-860, EIA-860M and EIA-923 | 201603
Estados Unidos | Rocky Mount Mill | Capitol Broadcasting Company Inc |  | 35.9601 | -77.8024 | Rocky Mount | Nash | North Carolina | 27804 | 1151 Falls Raod | 1.1 | 1.1 | Hidroeléctrica | Hidroeléctrica | 0 | 0 | 0 | 0 | 1.1 | 0 | 0 | 0 | 0 | 0 | 0 | 0 | EIA-860, EIA-860M and EIA-923 | 201603
Estados Unidos | Covanta Niagara LP | Covanta Energy of Niagara LP |  | 43.0839 | -79.0056 | Niagara Falls | Niagara | New York | 14304 | 100 Energy Blvd & 56th St | 36 | 36 | Biomasa | Biomasa | 0 | 0 | 0 | 0 | 0 | 0 | 0 | 0 | 0 | 0 | 36 | 0 | EIA-860, EIA-860M and EIA-923 | 201603
Estados Unidos | Packaging of America Tomahawk Mill | PCA-Tomahawk Mill |  | 45.4431 | -89.7342 | Tomahawk | Lincoln | Wisconsin | 54487 | N 9090 County Road E | 14.7 | 1.1 | Gas natural | Hidroeléctrica | 0 | 13.6 | 0 | 0 | 1.1 | 0 | 0 | 0 | 0 | 0 | 0 | 0 | EIA-860, EIA-860M and EIA-923 | 201603
Estados Unidos | Georgia-Pacific Big Island | GP Big Island LLC |  | 37.534 | -79.357 | Big Island | Bedford | Virginia | 24526 | 9363 Lee Jackson Highway | 6.9 | 6.9 | Biomasa | Biomasa | 0 | 0 | 0 | 0 | 0.4 | 0 | 0 | 0 | 0 | 0 | 6.5 | 0 | EIA-860, EIA-860M and EIA-923 | 201603
Estados Unidos | Clewiston Sugar House | United States Sugar Corp |  | 26.7351 | -80.9377 | Clewiston | Hendry | Florida | 33440 | 1731 South WC Owen Avenue | 55.6 | 55.6 | Biomasa | Biomasa | 0 | 0 | 0 | 0 | 0 | 0 | 0 | 0 | 0 | 0 | 55.6 | 0 | EIA-860, EIA-860M and EIA-923 | 201603
Estados Unidos | Altech III | AES Wind Generation Inc |  | 33.9603 | -116.536 | North Palm Springs | Riverside | California | 92258 | 19435 Ruppert Street | 25.1 | 25.1 | Eólica | Eólica | 0 | 0 | 0 | 0 | 0 | 0 | 0 | 0 | 25.1 | 0 | 0 | 0 | EIA-860, EIA-860M and EIA-923 | 201603
Estados Unidos | Gas Utilization Facility | City of San Diego |  | 32.6792 | -117.247 | San Diego | San Diego | California | 92106 | 1902 Gatchell Road | 5.6 | 5.6 | Biomasa | Biomasa | 0 | 0 | 0 | 0 | 1 | 0 | 0 | 0 | 0 | 0 | 4.6 | 0 | EIA-860, EIA-860M and EIA-923 | 201603
Estados Unidos | Glen Park Hydroelectric Project | Northbrook New York LLC |  | 44.0006 | -75.9612 | Watertown | Jefferson | New York | 13601 | 669 Main Street | 32.6 | 32.6 | Hidroeléctrica | Hidroeléctrica | 0 | 0 | 0 | 0 | 32.6 | 0 | 0 | 0 | 0 | 0 | 0 | 0 | EIA-860, EIA-860M and EIA-923 | 201603
Estados Unidos | Stillwater Reservoir Hydro | Stillwater Associates |  | 43.8974 | -75.04 | Webb | Herkimer | New York | 13350 | Stillwater Dam | 2.5 | 2.5 | Hidroeléctrica | Hidroeléctrica | 0 | 0 | 0 | 0 | 2.5 | 0 | 0 | 0 | 0 | 0 | 0 | 0 | EIA-860, EIA-860M and EIA-923 | 201603
Estados Unidos | Fort Miller Hydroelectric Facility | Fort Miller Associates |  | 43.1609 | -73.5841 | Northumberland | Saratoga | New York | 12871 | Harris Road | 5 | 5 | Hidroeléctrica | Hidroeléctrica | 0 | 0 | 0 | 0 | 5 | 0 | 0 | 0 | 0 | 0 | 0 | 0 | EIA-860, EIA-860M and EIA-923 | 201603
Estados Unidos | Victory Garden (Tehachapi) | Wind Stream Operations LLC |  | 35.0686 | -118.383 | Tehachapi | Kern | California | 93561 | 19358 Jameson St., | 22.7 | 22.7 | Eólica | Eólica | 0 | 0 | 0 | 0 | 0 | 0 | 0 | 0 | 22.7 | 0 | 0 | 0 | EIA-860, EIA-860M and EIA-923 | 201603
Estados Unidos | Painted Hills | H H Management LLC |  | 33.9369 | -116.618 | Whitewater | Riverside | California | 92282 | 60105 Westside Drive | 19 | 19 | Eólica | Eólica | 0 | 0 | 0 | 0 | 0 | 0 | 0 | 0 | 19 | 0 | 0 | 0 | EIA-860, EIA-860M and EIA-923 | 201603
Estados Unidos | Santa Clara (85C) | New Dimension Energy Company, LLC |  | 37.7361 | -121.647 | Livermore | Alameda | California | 94550 | 10619 Altamont Pass Road | 18 | 18 | Eólica | Eólica | 0 | 0 | 0 | 0 | 0 | 0 | 0 | 0 | 18 | 0 | 0 | 0 | EIA-860, EIA-860M and EIA-923 | 201603
Estados Unidos | Mesa Wind Power Corp | Brookfield Energy Marketing LP |  | 33.9461 | -116.677 | North Palm Springs | Riverside | California | 92258 | 11001 Whitewater Canyon | 29.9 | 29.9 | Eólica | Eólica | 0 | 0 | 0 | 0 | 0 | 0 | 0 | 0 | 29.9 | 0 | 0 | 0 | EIA-860, EIA-860M and EIA-923 | 201603
Estados Unidos | Sky River LLC | Sky River LLC |  | 35.2608 | -118.247 | Tehachapi | Kern | California | 93561 | 13000 Jameson Road | 76.9 | 76.9 | Eólica | Eólica | 0 | 0 | 0 | 0 | 0 | 0 | 0 | 0 | 76.9 | 0 | 0 | 0 | EIA-860, EIA-860M and EIA-923 | 201603
Estados Unidos | Boltonville Hydro Associates | Boltonville Hydro Associates |  | 44.1706 | -72.0994 | Boltonville | Orange | Vermont | 05081 | 993 Whitelaw Road | 1.1 | 1.1 | Hidroeléctrica | Hidroeléctrica | 0 | 0 | 0 | 0 | 1.1 | 0 | 0 | 0 | 0 | 0 | 0 | 0 | EIA-860, EIA-860M and EIA-923 | 201603
Estados Unidos | Port Townsend Paper | Port Townsend Paper Co |  | 48.0931 | -122.796 | Port Townsend | Jefferson | Washington | 98368 | 100 Papermill Hill Rd | 10.8 | 10.8 | Biomasa | Biomasa | 0 | 0 | 0 | 0 | 0.3 | 0 | 0 | 0 | 0 | 0 | 10.5 | 0 | EIA-860, EIA-860M and EIA-923 | 201603
Estados Unidos | Lawrence Hydroelectric Associates | Lawrence Hydroelectric Assoc |  | 42.6994 | -71.1653 | Lawrence | Essex | Massachusetts | 01938 | 9 South Broadway | 14 | 14 | Hidroeléctrica | Hidroeléctrica | 0 | 0 | 0 | 0 | 14 | 0 | 0 | 0 | 0 | 0 | 0 | 0 | EIA-860, EIA-860M and EIA-923 | 201603
Estados Unidos | Bowman | Nevada Irrigation District |  | 39.4484 | -120.653 | Nevada City | Nevada | California | 95604 | 18400 Bowman Lake Road | 3.6 | 3.6 | Hidroeléctrica | Hidroeléctrica | 0 | 0 | 0 | 0 | 3.6 | 0 | 0 | 0 | 0 | 0 | 0 | 0 | EIA-860, EIA-860M and EIA-923 | 201603
Estados Unidos | Cabazon Wind Farm | FPL Energy Cabazon Wind |  | 33.915 | -116.71 | North Palm Springs | Riverside | California | 92230 | 19020 N Indian Avenue | 39.7 | 39.7 | Eólica | Eólica | 0 | 0 | 0 | 0 | 0 | 0 | 0 | 0 | 39.7 | 0 | 0 | 0 | EIA-860, EIA-860M and EIA-923 | 201603
Estados Unidos | Edom Hills Project 1 LLC | AE Power Services LLC |  | 33.8817 | -116.46 | Cathedral City | Riverside | California | 92235 | 68580 Edom Hill Road | 20 | 20 | Eólica | Eólica | 0 | 0 | 0 | 0 | 0 | 0 | 0 | 0 | 20 | 0 | 0 | 0 | EIA-860, EIA-860M and EIA-923 | 201603
Estados Unidos | Pacific-Ultrapower Chinese Station | IHI Power Services Corp |  | 37.8741 | -120.478 | Jamestown | Tuolumne | California | 95327 | 8755 Enterprise Drive | 19.8 | 19.8 | Biomasa | Biomasa | 0 | 0 | 0 | 0 | 0 | 0 | 0 | 0 | 0 | 0 | 19.8 | 0 | EIA-860, EIA-860M and EIA-923 | 201603
Estados Unidos | Settlers Hill Gas Recovery | WM Illinois Renewable Energy LLC |  | 41.8719 | -88.2877 | Batavia | Kane | Illinois | 60510 | 1031 East Fabyan Parkway | 5.8 | 5.8 | Biomasa | Biomasa | 0 | 0 | 0 | 0 | 0 | 0 | 0 | 0 | 0 | 0 | 5.8 | 0 | EIA-860, EIA-860M and EIA-923 | 201603
Estados Unidos | New Milford Gas Recovery | WM Renewable Energy LLC |  | 41.5503 | -73.4181 | New Milford | Litchfield | Connecticut | 06776 | 182-2 Danbury Road | 2.4 | 2.4 | Biomasa | Biomasa | 0 | 0 | 0 | 0 | 0 | 0 | 0 | 0 | 0 | 0 | 2.4 | 0 | EIA-860, EIA-860M and EIA-923 | 201603
Estados Unidos | Monroe Livingston Gas Recovery | WM Renewable Energy LLC |  | 42.9903 | -77.8011 | Scottville | Monroe | New York | 14546 | 1241 South Road | 1.6 | 1.6 | Biomasa | Biomasa | 0 | 0 | 0 | 0 | 0 | 0 | 0 | 0 | 0 | 0 | 1.6 | 0 | EIA-860, EIA-860M and EIA-923 | 201603
Estados Unidos | Milam Gas Recovery | WM Illinois Renewable Energy LLC |  | 38.6603 | -90.1317 | East St. Lois | St Clair | Illinois | 62202 | 601 Madison Street | 2.4 | 2.4 | Biomasa | Biomasa | 0 | 0 | 0 | 0 | 0 | 0 | 0 | 0 | 0 | 0 | 2.4 | 0 | EIA-860, EIA-860M and EIA-923 | 201603
Estados Unidos | High Acres Gas Recovery | WM Renewable Energy LLC |  | 43.0817 | -77.3817 | Fairport | Monroe | New York | 14450 | 425 Perinton Parkway | 9.6 | 9.6 | Biomasa | Biomasa | 0 | 0 | 0 | 0 | 0 | 0 | 0 | 0 | 0 | 0 | 9.6 | 0 | EIA-860, EIA-860M and EIA-923 | 201603
Estados Unidos | DFW Gas Recovery | WM Renewable Energy LLC |  | 33.0196 | -96.962 | Lewsiville | Denton | Texas | 75067 | 1600 S. Railroad Street | 12.2 | 12.2 | Biomasa | Biomasa | 0 | 0 | 0 | 0 | 0 | 0 | 0 | 0 | 0 | 0 | 12.2 | 0 | EIA-860, EIA-860M and EIA-923 | 201603
Estados Unidos | Chestnut Ridge Gas Recovery | WM Renewable Energy LLC |  | 36.1172 | -84.0317 | Heiskell | Anderson | Tennessee | 37754 | 140 Fleenor Mill Road | 4.8 | 4.8 | Biomasa | Biomasa | 0 | 0 | 0 | 0 | 0 | 0 | 0 | 0 | 0 | 0 | 4.8 | 0 | EIA-860, EIA-860M and EIA-923 | 201603
Estados Unidos | Altamont Gas Recovery | WM Renewable Energy LLC |  | 37.7493 | -121.65 | Livermore | Alameda | California | 94550 | 10840 Altamont Pass Road | 8.4 | 8.4 | Biomasa | Biomasa | 0 | 0 | 0 | 0 | 0 | 0 | 0 | 0 | 0 | 0 | 8.4 | 0 | EIA-860, EIA-860M and EIA-923 | 201603
Estados Unidos | CSL Gas Recovery | WM Renewable Energy LLC |  | 26.288 | -80.1665 | Pompano Beach | Broward | Florida | 33073 | 3140 North West 48th Street | 10.9 | 10.9 | Biomasa | Biomasa | 0 | 0 | 0 | 0 | 0 | 0 | 0 | 0 | 0 | 0 | 10.9 | 0 | EIA-860, EIA-860M and EIA-923 | 201603
Estados Unidos | CID Gas Recovery | WM Illinois Renewable Energy LLC |  | 41.6588 | -87.5777 | Calumet City | Cook | Illinois | 60409 | 138th & Interstate 94 | 2.9 | 2.9 | Biomasa | Biomasa | 0 | 0 | 0 | 0 | 0 | 0 | 0 | 0 | 0 | 0 | 2.9 | 0 | EIA-860, EIA-860M and EIA-923 | 201603
Estados Unidos | Lake Gas Recovery | WM Illinois Renewable Energy LLC |  | 42.1063 | -87.8137 | Northbrook | Cook | Illinois | 60062 | 1300 Willow Road | 5.8 | 5.8 | Biomasa | Biomasa | 0 | 0 | 0 | 0 | 0 | 0 | 0 | 0 | 0 | 0 | 5.8 | 0 | EIA-860, EIA-860M and EIA-923 | 201603
Estados Unidos | Metro Gas Recovery | WM Renewable Energy LLC |  | 42.8506 | -88.0697 | Franklin | Milwaukee | Wisconsin | 53132 | 10712 South 124th Street | 9 | 9 | Biomasa | Biomasa | 0 | 0 | 0 | 0 | 0 | 0 | 0 | 0 | 0 | 0 | 9 | 0 | EIA-860, EIA-860M and EIA-923 | 201603
Estados Unidos | Omega Hills Gas Recovery | WM Renewable Energy LLC |  | 43.1922 | -88.1597 | Germantown | Washington | Wisconsin | 53051 | N 96 W 12730 County Line Road | 11.7 | 11.7 | Biomasa | Biomasa | 0 | 0 | 0 | 0 | 0 | 0 | 0 | 0 | 0 | 0 | 11.7 | 0 | EIA-860, EIA-860M and EIA-923 | 201603
Estados Unidos | Expera Specialty Solutions - Mosinee Mill | Expera Mosinee LLC |  | 44.7881 | -89.6917 | Mosinee | Marathon | Wisconsin | 54455 | 100 Main St | 21.4 | 21.4 | Biomasa | Biomasa | 0 | 0 | 0 | 0 | 3.4 | 0 | 0 | 0 | 0 | 0 | 18 | 0 | EIA-860, EIA-860M and EIA-923 | 201603
Estados Unidos | Flambeau River Papers | Flambeau River Papers |  | 45.9356 | -90.4472 | Park Falls | Price | Wisconsin | 54552 | 200 North First Avenue | 4.7 | 4.7 | Biomasa | Biomasa | 0 | 0 | 0 | 0 | 0 | 0 | 0 | 0 | 0 | 0 | 4.7 | 0 | EIA-860, EIA-860M and EIA-923 | 201603
Estados Unidos | Covanta Lake County Energy | Covanta Lake Inc |  | 28.7402 | -81.8892 | Okahumpka | Lake | Florida | 34762 | 3830 Rogers Industrial Park Rd | 12.5 | 12.5 | Biomasa | Biomasa | 0 | 0 | 0 | 0 | 0 | 0 | 0 | 0 | 0 | 0 | 12.5 | 0 | EIA-860, EIA-860M and EIA-923 | 201603
Estados Unidos | Covanta Marion Inc | Covanta Marion Inc |  | 45.0485 | -122.963 | Brooks | Marion | Oregon | 97305 | 4850 Broolake Road NE | 11.5 | 11.5 | Biomasa | Biomasa | 0 | 0 | 0 | 0 | 0 | 0 | 0 | 0 | 0 | 0 | 11.5 | 0 | EIA-860, EIA-860M and EIA-923 | 201603
Estados Unidos | Covanta Stanislaus Energy | Covanta Stanislaus Inc |  | 37.3853 | -121.141 | Crows Landing | Stanislaus | California | 95313 | 4040 Fink Rd | 19.9 | 19.9 | Biomasa | Biomasa | 0 | 0 | 0 | 0 | 0 | 0 | 0 | 0 | 0 | 0 | 19.9 | 0 | EIA-860, EIA-860M and EIA-923 | 201603
Estados Unidos | Brainerd Public Utilities | Brainerd Public Utilities |  | 46.3758 | -94.1817 | Brainerd | Crow Wing | Minnesota | 56401 | 1501 Mill Ave NE | 2.9 | 2.9 | Hidroeléctrica | Hidroeléctrica | 0 | 0 | 0 | 0 | 2.9 | 0 | 0 | 0 | 0 | 0 | 0 | 0 | EIA-860, EIA-860M and EIA-923 | 201603
Estados Unidos | Clearwater Paper IPP Lewiston | Clearwater Paper Corporation |  | 46.4231 | -116.976 | Lewiston | Nez Perce | Idaho | 83501 | 803 Mill Rd | 53.5 | 49.2 | Biomasa | Biomasa | 0 | 4.3 | 0 | 0 | 0 | 0 | 0 | 0 | 0 | 0 | 49.2 | 0 | EIA-860, EIA-860M and EIA-923 | 201603
Estados Unidos | Sappi Cloquet Mill | Sappi Cloquet LLC |  | 46.7243 | -92.4298 | Cloquet | Carlton | Minnesota | 55720 | 2201 Avenue B | 73.9 | 73.9 | Biomasa | Biomasa | 0 | 0 | 0 | 0 | 3.6 | 0 | 0 | 0 | 0 | 0 | 70.3 | 0 | EIA-860, EIA-860M and EIA-923 | 201603
Estados Unidos | Warren Lumber Mill | Potlatch Land and Lumber LLC |  | 33.6206 | -92.0789 | Warren | Bradley | Arkansas | 71671 | 810 West Pine St | 10 | 10 | Biomasa | Biomasa | 0 | 0 | 0 | 0 | 0 | 0 | 0 | 0 | 0 | 0 | 10 | 0 | EIA-860, EIA-860M and EIA-923 | 201603
Estados Unidos | Covanta Indianapolis Energy | Covanta Indianapolis Inc |  | 39.7345 | -86.1891 | Indianapolis | Marion | Indiana | 46221 | 2320 S. Harding Street | 5 | 5 | Biomasa | Biomasa | 0 | 0 | 0 | 0 | 0 | 0 | 0 | 0 | 0 | 0 | 5 | 0 | EIA-860, EIA-860M and EIA-923 | 201603
Estados Unidos | Covanta Bristol Energy | Covanta Bristol Inc |  | 41.6492 | -72.9153 | Bristol | Hartford | Connecticut | 06010 | 170 Enterprise Dr | 13.2 | 13.2 | Biomasa | Biomasa | 0 | 0 | 0 | 0 | 0 | 0 | 0 | 0 | 0 | 0 | 13.2 | 0 | EIA-860, EIA-860M and EIA-923 | 201603
Estados Unidos | Covanta Babylon Inc | Covanta Babylon Inc |  | 40.7348 | -73.3868 | West Babylon | Suffolk | New York | 11704 | 125 Gleam Street | 14.4 | 14.4 | Biomasa | Biomasa | 0 | 0 | 0 | 0 | 0 | 0 | 0 | 0 | 0 | 0 | 14.4 | 0 | EIA-860, EIA-860M and EIA-923 | 201603
Estados Unidos | ReEnergy Stratton LLC | ReEnergy Stratton LLC |  | 45.1406 | -70.4256 | Stratton | Franklin | Maine | 04982 | Rt. 27 | 45 | 45 | Biomasa | Biomasa | 0 | 0 | 0 | 0 | 0 | 0 | 0 | 0 | 0 | 0 | 45 | 0 | EIA-860, EIA-860M and EIA-923 | 201603
Estados Unidos | Lyonsdale Associates | Burrows Paper Corp |  | 43.6189 | -75.3055 | Lyons Falls | Lewis | New York | 13368 | Lyonsdale Road | 3 | 3 | Hidroeléctrica | Hidroeléctrica | 0 | 0 | 0 | 0 | 3 | 0 | 0 | 0 | 0 | 0 | 0 | 0 | EIA-860, EIA-860M and EIA-923 | 201603
Estados Unidos | Steamboat Hills LP | Ormat Nevada Inc |  | 39.37 | -119.767 | Reno | Washoe | Nevada | 89521 | 20590 Wedge Parkway | 7.6 | 7.6 | Geotérmica | Geotérmica | 0 | 0 | 0 | 0 | 0 | 0 | 0 | 0 | 0 | 7.6 | 0 | 0 | EIA-860, EIA-860M and EIA-923 | 201603
Estados Unidos | Huntington Resource Recovery Facility | Huntington Resource Recovery |  | 40.8814 | -73.2906 | East Northport | Suffolk | New York | 11731 | 99 Town Line Road | 24.5 | 24.5 | Biomasa | Biomasa | 0 | 0 | 0 | 0 | 0 | 0 | 0 | 0 | 0 | 0 | 24.5 | 0 | EIA-860, EIA-860M and EIA-923 | 201603
Estados Unidos | Montgomery County Resource Recovery | Covanta Montgomery, Inc. |  | 39.2006 | -77.4556 | Dickerson | Montgomery | Maryland | 20842 | 21204 Martinsburg Rd | 54 | 54 | Biomasa | Biomasa | 0 | 0 | 0 | 0 | 0 | 0 | 0 | 0 | 0 | 0 | 54 | 0 | EIA-860, EIA-860M and EIA-923 | 201603
Estados Unidos | Covanta Fairfax Energy | Covanta Fairfax Inc |  | 38.695 | -77.2411 | Lorton | Fairfax | Virginia | 22079 | 9898 Furnace Road | 98 | 98 | Biomasa | Biomasa | 0 | 0 | 0 | 0 | 0 | 0 | 0 | 0 | 0 | 0 | 98 | 0 | EIA-860, EIA-860M and EIA-923 | 201603
Estados Unidos | Covanta Tulsa Renewable Energy LLC | Covanta Tulsa Renewable Energy LLC |  | 36.1319 | -96.0181 | Tulsa | Tulsa | Oklahoma | 74107 | 2122 S. Yukon Ave | 15.6 | 15.6 | Biomasa | Biomasa | 0 | 0 | 0 | 0 | 0 | 0 | 0 | 0 | 0 | 0 | 15.6 | 0 | EIA-860, EIA-860M and EIA-923 | 201603
Estados Unidos | Covanta Haverhill | Ogden Projects Inc-Haverhill |  | 42.765 | -71.1242 | Haverhill | Essex | Massachusetts | 01835 | 100 Recovery Way | 42.8 | 42.8 | Biomasa | Biomasa | 0 | 0 | 0 | 0 | 0 | 0 | 0 | 0 | 0 | 0 | 42.8 | 0 | EIA-860, EIA-860M and EIA-923 | 201603
Estados Unidos | Onondaga County Resource Recovery | Covanta Onondega LP |  | 43.0047 | -76.1149 | Jamesville | Onondaga | New York | 13078 | 5801 Rock Cut Road | 30 | 30 | Biomasa | Biomasa | 0 | 0 | 0 | 0 | 0 | 0 | 0 | 0 | 0 | 0 | 30 | 0 | EIA-860, EIA-860M and EIA-923 | 201603
Estados Unidos | Covanta Alexandria/Arlington Energy | Covanta Alexandria/Arlington |  | 38.8014 | -77.1288 | Alexandria | Alexandria City | Virginia | 22304 | 5301 Eisenhower Ave | 29 | 29 | Biomasa | Biomasa | 0 | 0 | 0 | 0 | 0 | 0 | 0 | 0 | 0 | 0 | 29 | 0 | EIA-860, EIA-860M and EIA-923 | 201603
Estados Unidos | Pasco Cnty Solid Waste Resource Recovery | Pasco County |  | 28.3681 | -82.5583 | Spring Hill | Pasco | Florida | 34610 | 14230 hays road | 26 | 26 | Biomasa | Biomasa | 0 | 0 | 0 | 0 | 0 | 0 | 0 | 0 | 0 | 0 | 26 | 0 | EIA-860, EIA-860M and EIA-923 | 201603
Estados Unidos | Gardiner | KEI (Maine) Power Management (III) LLC |  | 44.2218 | -69.7857 | Gardiner | Kennebec | Maine | 04345 | 563 Water Street | 1 | 1 | Hidroeléctrica | Hidroeléctrica | 0 | 0 | 0 | 0 | 1 | 0 | 0 | 0 | 0 | 0 | 0 | 0 | EIA-860, EIA-860M and EIA-923 | 201603
Estados Unidos | San Gorgonio Westwinds II LLC | Terra-Gen Operating Co LLC |  | 33.934 | -116.578 | N Palm Springs | Riverside | California | 92258 | 19435 Ruppert Street | 43.4 | 43.4 | Eólica | Eólica | 0 | 0 | 0 | 0 | 0 | 0 | 0 | 0 | 43.4 | 0 | 0 | 0 | EIA-860, EIA-860M and EIA-923 | 201603
Estados Unidos | Plant No 1 Orange County | Orange County Sanitation Dist |  | 33.6942 | -117.938 | Fountain Valley | Orange | California | 92708 | 10844 Ellis Avenue | 7.2 | 7.2 | Biomasa | Biomasa | 0 | 0 | 0 | 0 | 0 | 0 | 0 | 0 | 0 | 0 | 7.2 | 0 | EIA-860, EIA-860M and EIA-923 | 201603
Estados Unidos | Pumpkin Hill | KEI (Maine) Power Management (II) LLC |  | 45.1868 | -68.4649 | Lowell | Penobscot | Maine | 04967 | 172 Tannery Road | 1 | 1 | Hidroeléctrica | Hidroeléctrica | 0 | 0 | 0 | 0 | 1 | 0 | 0 | 0 | 0 | 0 | 0 | 0 | EIA-860, EIA-860M and EIA-923 | 201603
Estados Unidos | Lilliwaup Falls Generating | William G. Reed Jr |  | 47.4706 | -123.115 | Lilliwaup | Mason | Washington | 98555 | N. 501 Lilliwaup St | 1.4 | 1.4 | Hidroeléctrica | Hidroeléctrica | 0 | 0 | 0 | 0 | 1.4 | 0 | 0 | 0 | 0 | 0 | 0 | 0 | EIA-860, EIA-860M and EIA-923 | 201603
Estados Unidos | Salmon Falls | Consolidated Hydro NH, Inc |  | 43.227 | -70.8109 | South Berwick | York | Maine | 03908 | Liberty Street | 1.2 | 1.2 | Hidroeléctrica | Hidroeléctrica | 0 | 0 | 0 | 0 | 1.2 | 0 | 0 | 0 | 0 | 0 | 0 | 0 | EIA-860, EIA-860M and EIA-923 | 201603
Estados Unidos | Somersworth Lower Great Dam | Somersworth Hydro Company, Inc. |  | 43.2511 | -70.8408 | Somersworth | Strafford | New Hampshire | 03878 | 82 Buffumsville Road | 1.2 | 1.2 | Hidroeléctrica | Hidroeléctrica | 0 | 0 | 0 | 0 | 1.2 | 0 | 0 | 0 | 0 | 0 | 0 | 0 | EIA-860, EIA-860M and EIA-923 | 201603
Estados Unidos | Altamont Pass Windplant | Kenetech Windpower Inc |  | 37.7341 | -121.652 | Livermore | Alameda | California | 94550 | 12050 Altamont Pass Road | 332.5 | 332.5 | Eólica | Eólica | 0 | 0 | 0 | 0 | 0 | 0 | 0 | 0 | 332.5 | 0 | 0 | 0 | EIA-860, EIA-860M and EIA-923 | 201603
Estados Unidos | Huntington Falls | Green Mountain Power Corp |  | 44.0703 | -73.1961 | Weybridge | Addison | Vermont | 05753 | 32 Morgan Horse Farm Road | 5.5 | 5.5 | Hidroeléctrica | Hidroeléctrica | 0 | 0 | 0 | 0 | 5.5 | 0 | 0 | 0 | 0 | 0 | 0 | 0 | EIA-860, EIA-860M and EIA-923 | 201603
Estados Unidos | Notch Butte Hydro | Notch Butte Hydro Co Inc |  | 42.9544 | -114.463 | Shoshone | Lincoln | Idaho | 83352 | 190 Arkoosh Road | 1 | 1 | Hidroeléctrica | Hidroeléctrica | 0 | 0 | 0 | 0 | 1 | 0 | 0 | 0 | 0 | 0 | 0 | 0 | EIA-860, EIA-860M and EIA-923 | 201603
Estados Unidos | Tazewell Gas Recovery | WM Illinois Renewable Energy LLC |  | 40.6817 | -89.5167 | East Peoria | Tazewell | Illinois | 61611 | 3550 E. Washington Street | 2.4 | 2.4 | Biomasa | Biomasa | 0 | 0 | 0 | 0 | 0 | 0 | 0 | 0 | 0 | 0 | 2.4 | 0 | EIA-860, EIA-860M and EIA-923 | 201603
Estados Unidos | Pinetree Power Tamworth | Pinetree Power Tamworth Inc |  | 43.8358 | -71.1967 | Tamworth | Carroll | New Hampshire | 03886 | 469 Plains Rd | 20 | 20 | Biomasa | Biomasa | 0 | 0 | 0 | 0 | 0 | 0 | 0 | 0 | 0 | 0 | 20 | 0 | EIA-860, EIA-860M and EIA-923 | 201603
Estados Unidos | Pontook Hydro Facility | Pontook Operating LP |  | 44.6328 | -71.2474 | Dummer | Coos | New Hampshire | 03588 | 48 Hydro Drive | 10.5 | 10.5 | Hidroeléctrica | Hidroeléctrica | 0 | 0 | 0 | 0 | 10.5 | 0 | 0 | 0 | 0 | 0 | 0 | 0 | EIA-860, EIA-860M and EIA-923 | 201603
Estados Unidos | Oak Creek Energy Systems I | Oak Creek Energy System Inc II |  | 35.0439 | -118.276 | Mojave | Kern | California | 93501 | 14633 Willow Springs Rd. | 34.5 | 34.5 | Eólica | Eólica | 0 | 0 | 0 | 0 | 0 | 0 | 0 | 0 | 34.5 | 0 | 0 | 0 | EIA-860, EIA-860M and EIA-923 | 201603
Estados Unidos | New Hogan Power Plant | Modesto Irrigation District |  | 38.1496 | -120.815 | Valley Springs | Calaveras | California | 95252 | 2713 Hogan Dam Road | 2.8 | 2.8 | Hidroeléctrica | Hidroeléctrica | 0 | 0 | 0 | 0 | 2.8 | 0 | 0 | 0 | 0 | 0 | 0 | 0 | EIA-860, EIA-860M and EIA-923 | 201603
Estados Unidos | Pejepscot Hydroelectric Project | Topsham Hydro Partners |  | 43.9574 | -70.0242 | Topsham | Sagadahoc | Maine | 04086 | 110 Pejepscot Village | 13.1 | 13.1 | Hidroeléctrica | Hidroeléctrica | 0 | 0 | 0 | 0 | 13.1 | 0 | 0 | 0 | 0 | 0 | 0 | 0 | EIA-860, EIA-860M and EIA-923 | 201603
Estados Unidos | West End Dam Hydroelectric Project | Northbrook Carthage LLC |  | 43.9829 | -75.6206 | Carthage | Jefferson | New York | 13619 | 695 West End Avenue | 4.2 | 4.2 | Hidroeléctrica | Hidroeléctrica | 0 | 0 | 0 | 0 | 4.2 | 0 | 0 | 0 | 0 | 0 | 0 | 0 | EIA-860, EIA-860M and EIA-923 | 201603
Estados Unidos | Ormesa IH | Ormat Nevada Inc |  | 32.7842 | -115.247 | Holtville | Imperial | California | 92250 | 3300 East Evan Hewes Highway | 4.8 | 4.8 | Geotérmica | Geotérmica | 0 | 0 | 0 | 0 | 0 | 0 | 0 | 0 | 0 | 4.8 | 0 | 0 | EIA-860, EIA-860M and EIA-923 | 201603
Estados Unidos | Steamboat 1 | Ormat Nevada Inc |  | 39.3939 | -119.754 | Reno | Washoe | Nevada | 89521 | 1010 Power Plant Drive | 6.3 | 6.3 | Geotérmica | Geotérmica | 0 | 0 | 0 | 0 | 0 | 0 | 0 | 0 | 0 | 6.3 | 0 | 0 | EIA-860, EIA-860M and EIA-923 | 201603
Estados Unidos | Stillwater Facility | Enel Stillwater LLC |  | 39.5475 | -118.556 | Fallon | Churchill | Nevada | 89406 | 4785 Lawrence Lane | 62.2 | 62.2 | Geotérmica | Geotérmica | 0 | 0 | 0 | 0 | 0 | 0 | 0 | 21.8 | 0 | 40.4 | 0 | 0 | EIA-860, EIA-860M and EIA-923 | 201603
Estados Unidos | Ormesa I | Ormat Nevada Inc |  | 32.8156 | -115.257 | Holtville | Imperial | California | 92250 | 3300 East Evan Hewes Highway | 21.4 | 21.4 | Geotérmica | Geotérmica | 0 | 0 | 0 | 0 | 0 | 0 | 0 | 0 | 0 | 21.4 | 0 | 0 | EIA-860, EIA-860M and EIA-923 | 201603
Estados Unidos | Forestport | Ampersand Mount Ida Hydro LLC |  | 43.4425 | -75.2159 | Forestport | Oneida | New York | 13421 | Canal Rd | 3.4 | 3.4 | Hidroeléctrica | Hidroeléctrica | 0 | 0 | 0 | 0 | 3.4 | 0 | 0 | 0 | 0 | 0 | 0 | 0 | EIA-860, EIA-860M and EIA-923 | 201603
Estados Unidos | Viking Energy of McBain | Viking Energy Corp |  | 44.204 | -85.2206 | McBain | Missaukee | Michigan | 49657 | 6751 W. Gerwoude Dr | 16.3 | 16.3 | Biomasa | Biomasa | 0 | 0 | 0 | 0 | 0 | 0 | 0 | 0 | 0 | 0 | 16.3 | 0 | EIA-860, EIA-860M and EIA-923 | 201603
Estados Unidos | Viking Energy of Northumberland | Viking Energy Corp |  | 40.9172 | -76.8146 | Northumberland | Northumberland | Pennsylvania | 17857 | 909 Cannery Road | 16.2 | 16.2 | Biomasa | Biomasa | 0 | 0 | 0 | 0 | 0 | 0 | 0 | 0 | 0 | 0 | 16.2 | 0 | EIA-860, EIA-860M and EIA-923 | 201603
Estados Unidos | Viking Energy of Lincoln | Viking Energy Corp |  | 44.68 | -83.4167 | Lincoln | Alcona | Michigan | 48742 | 509 West State Rd | 16.3 | 16.3 | Biomasa | Biomasa | 0 | 0 | 0 | 0 | 0 | 0 | 0 | 0 | 0 | 0 | 16.3 | 0 | EIA-860, EIA-860M and EIA-923 | 201603
Estados Unidos | Telogia Power | Telogia Power LLC |  | 30.3349 | -84.8182 | Telogia | Liberty | Florida | 32360 | 20082 Telogia Power Road | 13.7 | 13.7 | Biomasa | Biomasa | 0 | 0 | 0 | 0 | 0 | 0 | 0 | 0 | 0 | 0 | 13.7 | 0 | EIA-860, EIA-860M and EIA-923 | 201603
Estados Unidos | Port Wentworth Mill | Weyerhaeuser NR Port Wentworth |  | 32.1561 | -81.1586 | Port Wentworth | Chatham | Georgia | 31407 | 1 Bonnybridge Road | 39 | 39 | Biomasa | Biomasa | 0 | 0 | 0 | 0 | 0 | 0 | 0 | 0 | 0 | 0 | 39 | 0 | EIA-860, EIA-860M and EIA-923 | 201603
Estados Unidos | Florence Mill | WestRock-Florence |  | 34.1497 | -79.5606 | Florence | Florence | South Carolina | 29501 | Paper Mill Road | 103.3 | 103.3 | Biomasa | Biomasa | 0 | 0 | 0 | 0 | 0 | 0 | 0 | 0 | 0 | 0 | 103.3 | 0 | EIA-860, EIA-860M and EIA-923 | 201603
Estados Unidos | WestRock Panama City Mill | WestRock Corp-Panama City |  | 30.142 | -85.6211 | Panama City | Bay | Florida | 32401 | One Everitt Ave | 35.8 | 35.8 | Biomasa | Biomasa | 0 | 0 | 0 | 0 | 0 | 0 | 0 | 0 | 0 | 0 | 35.8 | 0 | EIA-860, EIA-860M and EIA-923 | 201603
Estados Unidos | Westrock Hodge (LA) | Westrock (LA) |  | 32.2752 | -92.7277 | Hodge | Jackson | Louisiana | 71247 | Mill Street | 71.4 | 71.4 | Biomasa | Biomasa | 0 | 0 | 0 | 0 | 0 | 0 | 0 | 0 | 0 | 0 | 71.4 | 0 | EIA-860, EIA-860M and EIA-923 | 201603
Estados Unidos | Hopewell Mill | RockTenn-Hopewell |  | 37.2914 | -77.2816 | Hopewell | Hopewell City | Virginia | 23860 | 910 Industrial St. | 40.7 | 40.7 | Biomasa | Biomasa | 0 | 0 | 0 | 0 | 0 | 0 | 0 | 0 | 0 | 0 | 40.7 | 0 | EIA-860, EIA-860M and EIA-923 | 201603
Estados Unidos | Dyer Road | New Dimension Energy Company, LLC |  | 37.7392 | -121.432 | Tracy | San Joaquin | California | 95391 | 14740 Altamont Pass Road | 10.5 | 10.5 | Eólica | Eólica | 0 | 0 | 0 | 0 | 0 | 0 | 0 | 0 | 10.5 | 0 | 0 | 0 | EIA-860, EIA-860M and EIA-923 | 201603
Estados Unidos | East Winds Project | Yavi Energy LLC |  | 33.8909 | -116.542 | North Palm Springs | Riverside | California | 92258 | P.O. Box 581010 | 3 | 3 | Eólica | Eólica | 0 | 0 | 0 | 0 | 0 | 0 | 0 | 0 | 3 | 0 | 0 | 0 | EIA-860, EIA-860M and EIA-923 | 201603
Estados Unidos | Mojave 16 | Terra-Gen Operating Co LLC |  | 35.05 | -118.257 | Mojave | Kern | California | 93501 | 7021 Oak Creek Road | 30 | 30 | Eólica | Eólica | 0 | 0 | 0 | 0 | 0 | 0 | 0 | 0 | 30 | 0 | 0 | 0 | EIA-860, EIA-860M and EIA-923 | 201603
Estados Unidos | Mojave 17 | Terra-Gen Operating Co LLC |  | 35.05 | -118.257 | Mojave | Kern | California | 93501 | 7021 Oak Creek Road | 25 | 25 | Eólica | Eólica | 0 | 0 | 0 | 0 | 0 | 0 | 0 | 0 | 25 | 0 | 0 | 0 | EIA-860, EIA-860M and EIA-923 | 201603
Estados Unidos | Mojave 18 | Terra-Gen Operating Co LLC |  | 35.05 | -118.256 | Mojave | Kern | California | 93501 | 7021 Oak Creek Road | 30 | 30 | Eólica | Eólica | 0 | 0 | 0 | 0 | 0 | 0 | 0 | 0 | 30 | 0 | 0 | 0 | EIA-860, EIA-860M and EIA-923 | 201603
Estados Unidos | Twin Falls Hydro | Twin Falls Hydro Associates LP |  | 47.4446 | -121.688 | North Bend | King | Washington | 98033 | 49032 Southeast 177th Street | 22.8 | 22.8 | Hidroeléctrica | Hidroeléctrica | 0 | 0 | 0 | 0 | 22.8 | 0 | 0 | 0 | 0 | 0 | 0 | 0 | EIA-860, EIA-860M and EIA-923 | 201603
Estados Unidos | Nove Power Plant | Nove Investments I LLC |  | 37.9676 | -122.382 | Richmond | Contra Costa | California | 94801 | 1 Parr Blvd | 3 | 3 | Biomasa | Biomasa | 0 | 0 | 0 | 0 | 0 | 0 | 0 | 0 | 0 | 0 | 3 | 0 | EIA-860, EIA-860M and EIA-923 | 201603
Estados Unidos | Chicopee Hydroelectric Station | City of Chicopee - (MA) |  | 42.1596 | -72.5828 | Chicopee | Hampden | Massachusetts | 01020 | Main Street | 2.4 | 2.4 | Hidroeléctrica | Hidroeléctrica | 0 | 0 | 0 | 0 | 2.4 | 0 | 0 | 0 | 0 | 0 | 0 | 0 | EIA-860, EIA-860M and EIA-923 | 201603
Estados Unidos | Southeast Resource Recovery | SERRF Joint Powers Authority |  | 33.7592 | -118.24 | Long Beach | Los Angeles | California | 90802 | 120 Pier S. Ave | 28 | 28 | Biomasa | Biomasa | 0 | 0 | 0 | 0 | 0 | 0 | 0 | 0 | 0 | 0 | 28 | 0 | EIA-860, EIA-860M and EIA-923 | 201603
Estados Unidos | Hillsborough County Resource Recovery | Hillsborough County |  | 27.9549 | -82.3405 | Tampa | Hillsborough | Florida | 33619 | 350 Falkenburg Road N | 42 | 42 | Biomasa | Biomasa | 0 | 0 | 0 | 0 | 0 | 0 | 0 | 0 | 0 | 0 | 42 | 0 | EIA-860, EIA-860M and EIA-923 | 201603
Estados Unidos | Lancaster County Resource Recovery | Covanta Lancaster Inc |  | 40.0711 | -76.6436 | Brainbridge | Lancaster | Pennsylvania | 17502 | 1911 River Road | 32.4 | 32.4 | Biomasa | Biomasa | 0 | 0 | 0 | 0 | 0 | 0 | 0 | 0 | 0 | 0 | 32.4 | 0 | EIA-860, EIA-860M and EIA-923 | 201603
Estados Unidos | Kent County Waste to Energy Facility | Kent County |  | 42.9496 | -85.6932 | Grand Rapids | Kent | Michigan | 49503 | 950 Market Avenue, SW | 15.7 | 15.7 | Biomasa | Biomasa | 0 | 0 | 0 | 0 | 0 | 0 | 0 | 0 | 0 | 0 | 15.7 | 0 | EIA-860, EIA-860M and EIA-923 | 201603
Estados Unidos | Wheelabrator Claremont Facility | Wheelabrator Environmental Systems |  | 43.344 | -72.3773 | Claremont | Sullivan | New Hampshire | 03743 | 145 Grissom Lane | 4.5 | 4.5 | Biomasa | Biomasa | 0 | 0 | 0 | 0 | 0 | 0 | 0 | 0 | 0 | 0 | 4.5 | 0 | EIA-860, EIA-860M and EIA-923 | 201603
Estados Unidos | Wheelabrator Concord Facility | Wheelabrator Environmental Systems |  | 43.2866 | -71.5769 | Concord | Merrimack | New Hampshire | 03303 | 11 Whitney Rd | 12 | 12 | Biomasa | Biomasa | 0 | 0 | 0 | 0 | 0 | 0 | 0 | 0 | 0 | 0 | 12 | 0 | EIA-860, EIA-860M and EIA-923 | 201603
Estados Unidos | McKay Bay Facility | Wheelabrator Environmental Systems |  | 27.9495 | -82.4212 | Tampa | Hillsborough | Florida | 33605 | 107 N. 34th St. | 18 | 18 | Biomasa | Biomasa | 0 | 0 | 0 | 0 | 0 | 0 | 0 | 0 | 0 | 0 | 18 | 0 | EIA-860, EIA-860M and EIA-923 | 201603
Estados Unidos | Wheelabrator North Andover | Wheelabrator Environmental Systems |  | 42.7262 | -71.1219 | North Andover | Essex | Massachusetts | 01845 | 285 Holt Rd | 30 | 30 | Biomasa | Biomasa | 0 | 0 | 0 | 0 | 0 | 0 | 0 | 0 | 0 | 0 | 30 | 0 | EIA-860, EIA-860M and EIA-923 | 201603
Estados Unidos | Wheelabrator Millbury Facility | Wheelabrator Environmental Systems |  | 42.2214 | -71.7669 | Millbury | Worcester | Massachusetts | 01527 | 331 Southwest Cutoff Rd | 40 | 40 | Biomasa | Biomasa | 0 | 0 | 0 | 0 | 0 | 0 | 0 | 0 | 0 | 0 | 40 | 0 | EIA-860, EIA-860M and EIA-923 | 201603
Estados Unidos | Wheelabrator Saugus | Wheelabrator Environmental Systems |  | 42.447 | -70.9804 | Saugus | Essex | Massachusetts | 01906 | 100 Salem Turnpike | 32 | 32 | Biomasa | Biomasa | 0 | 0 | 0 | 0 | 0 | 0 | 0 | 0 | 0 | 0 | 32 | 0 | EIA-860, EIA-860M and EIA-923 | 201603
Estados Unidos | Wheelabrator Shasta | Wheelabrator Environmental Systems |  | 40.4283 | -122.279 | Anderson | Shasta | California | 96007 | 20811 Industry Rd | 56.4 | 56.4 | Biomasa | Biomasa | 0 | 0 | 0 | 0 | 0 | 0 | 0 | 0 | 0 | 0 | 56.4 | 0 | EIA-860, EIA-860M and EIA-923 | 201603
Estados Unidos | Wheelabrator Westchester | Wheelabrator Environmental Systems |  | 41.2771 | -73.9423 | Peekskill | Westchester | New York | 10566 | One Charles Point Ave. | 51 | 51 | Biomasa | Biomasa | 0 | 0 | 0 | 0 | 0 | 0 | 0 | 0 | 0 | 0 | 51 | 0 | EIA-860, EIA-860M and EIA-923 | 201603
Estados Unidos | Wheelabrator Bridgeport | Wheelabrator Environmental Systems |  | 41.1625 | -73.2083 | Bridgeport | Fairfield | Connecticut | 06605 | 6 Howard Ave | 58 | 58 | Biomasa | Biomasa | 0 | 0 | 0 | 0 | 0 | 0 | 0 | 0 | 0 | 0 | 58 | 0 | EIA-860, EIA-860M and EIA-923 | 201603
Estados Unidos | Pinellas County Resource Recovery | Covanta Projects, LLC |  | 27.8733 | -82.6741 | St. Petersburg | Pinellas | Florida | 33716 | 3001-110th Avenue North | 58.1 | 58.1 | Biomasa | Biomasa | 0 | 0 | 0 | 0 | 0 | 0 | 0 | 0 | 0 | 0 | 58.1 | 0 | EIA-860, EIA-860M and EIA-923 | 201603
Estados Unidos | Wheelabrator Gloucester LP | Wheelabrator Environmental Systems |  | 39.8733 | -75.1381 | Westville | Gloucester | New Jersey | 08093 | 600 US RT 130 | 12 | 12 | Biomasa | Biomasa | 0 | 0 | 0 | 0 | 0 | 0 | 0 | 0 | 0 | 0 | 12 | 0 | EIA-860, EIA-860M and EIA-923 | 201603
Estados Unidos | Spokane Waste to Energy | City of Spokane |  | 47.6263 | -117.504 | Spokane | Spokane | Washington | 99224 | 2900 S Geiger Blvd | 22.7 | 22.7 | Biomasa | Biomasa | 0 | 0 | 0 | 0 | 0 | 0 | 0 | 0 | 0 | 0 | 22.7 | 0 | EIA-860, EIA-860M and EIA-923 | 201603
Estados Unidos | Wheelabrator South Broward | Wheelabrator Environmental Systems |  | 26.0687 | -80.1986 | Ft Lauderdale | Broward | Florida | 33314 | 4400 S State Rd 7 | 54 | 54 | Biomasa | Biomasa | 0 | 0 | 0 | 0 | 0 | 0 | 0 | 0 | 0 | 0 | 54 | 0 | EIA-860, EIA-860M and EIA-923 | 201603
Estados Unidos | Ivy River Hydro | Madison Hydro Partners |  | 35.7716 | -82.6183 | Marshall | Madison | North Carolina | 28753 | 33 Oak Grove Road | 1.2 | 1.2 | Hidroeléctrica | Hidroeléctrica | 0 | 0 | 0 | 0 | 1.2 | 0 | 0 | 0 | 0 | 0 | 0 | 0 | EIA-860, EIA-860M and EIA-923 | 201603
Estados Unidos | El Dorado Hydro Elk Creek | Enel Green Power NA, Inc. |  | 45.2178 | -116.316 | New Meadows | Idaho | Idaho | 83654 | Elk Lake Road | 2.3 | 2.3 | Hidroeléctrica | Hidroeléctrica | 0 | 0 | 0 | 0 | 2.3 | 0 | 0 | 0 | 0 | 0 | 0 | 0 | EIA-860, EIA-860M and EIA-923 | 201603
Estados Unidos | Rock Creek LP | Enel Green Power NA, Inc. |  | 38.7834 | -120.779 | Placerville | EL Dorado | California | 95667 | 10105 Rock Creek Road | 3 | 3 | Hidroeléctrica | Hidroeléctrica | 0 | 0 | 0 | 0 | 3 | 0 | 0 | 0 | 0 | 0 | 0 | 0 | EIA-860, EIA-860M and EIA-923 | 201603
Estados Unidos | Allegheny No. 5 Hydro Station | All Dams Generation, LLC |  | 40.6829 | -79.6653 | Schenley | Armstrong | Pennsylvania | 15682 | 130 Schenley Marina Drive | 6 | 6 | Hidroeléctrica | Hidroeléctrica | 0 | 0 | 0 | 0 | 6 | 0 | 0 | 0 | 0 | 0 | 0 | 0 | EIA-860, EIA-860M and EIA-923 | 201603
Estados Unidos | Allegheny No 6 Hydro Station | All Dams Generation, LLC |  | 40.7164 | -79.5772 | Ford City | Armstrong | Pennsylvania | 16226 | 459 Kelly Station Road | 8 | 8 | Hidroeléctrica | Hidroeléctrica | 0 | 0 | 0 | 0 | 8 | 0 | 0 | 0 | 0 | 0 | 0 | 0 | EIA-860, EIA-860M and EIA-923 | 201603
Estados Unidos | Bypass | Enel Green Power NA, Inc. |  | 42.5609 | -114.057 | Hazelton | Jerome | Idaho | 83335 | 2371 East 1100 South | 9.9 | 9.9 | Hidroeléctrica | Hidroeléctrica | 0 | 0 | 0 | 0 | 9.9 | 0 | 0 | 0 | 0 | 0 | 0 | 0 | EIA-860, EIA-860M and EIA-923 | 201603
Estados Unidos | S E Hazelton A | Enel Green Power NA, Inc. |  | 42.5867 | -114.068 | Hazelton | Jerome | Idaho | 83335 | 2310 East 930 South | 8.4 | 8.4 | Hidroeléctrica | Hidroeléctrica | 0 | 0 | 0 | 0 | 8.4 | 0 | 0 | 0 | 0 | 0 | 0 | 0 | EIA-860, EIA-860M and EIA-923 | 201603
Estados Unidos | Allegheny Hydro No 8 | Allegheny Hydro LLC |  | 40.8966 | -79.479 | Adrian | Armstrong | Pennsylvania | 16210 | 1628 Tarrtown Road | 13.6 | 13.6 | Hidroeléctrica | Hidroeléctrica | 0 | 0 | 0 | 0 | 13.6 | 0 | 0 | 0 | 0 | 0 | 0 | 0 | EIA-860, EIA-860M and EIA-923 | 201603
Estados Unidos | Allegheny Hydro No 9 | Allegheny Hydro LLC |  | 40.956 | -79.5507 | Cowansville | Armstrong | Pennsylvania | 16218 | 2264 River Road | 17.8 | 17.8 | Hidroeléctrica | Hidroeléctrica | 0 | 0 | 0 | 0 | 17.8 | 0 | 0 | 0 | 0 | 0 | 0 | 0 | EIA-860, EIA-860M and EIA-923 | 201603
Estados Unidos | Covington Facility | MeadWestvaco Corp |  | 37.7997 | -79.9947 | Covington | Covington City | Virginia | 24426 | 104 East Riverside St | 156.5 | 113.5 | Biomasa | Biomasa | 43 | 0 | 0 | 0 | 0 | 0 | 0 | 0 | 0 | 0 | 113.5 | 0 | EIA-860, EIA-860M and EIA-923 | 201603
Estados Unidos | Oswego County Energy Recovery | Oswego County |  | 43.3488 | -76.4252 | Fulton | Oswego | New York | 13069 | 2801 State Route 481 | 3.4 | 3.4 | Biomasa | Biomasa | 0 | 0 | 0 | 0 | 0 | 0 | 0 | 0 | 0 | 0 | 3.4 | 0 | EIA-860, EIA-860M and EIA-923 | 201603
Estados Unidos | Middle Fork Irrigation District | Middle Fork Irrigation Dist |  | 45.4807 | -121.6 | Parkdale | Hood River | Oregon | 97041 | 8235 Clear Creek Road | 3.3 | 3.3 | Hidroeléctrica | Hidroeléctrica | 0 | 0 | 0 | 0 | 3.3 | 0 | 0 | 0 | 0 | 0 | 0 | 0 | EIA-860, EIA-860M and EIA-923 | 201603
Estados Unidos | Co-Gen LLC | Co-Generation Co |  | 44.4587 | -118.721 | Prairie City | Grant | Oregon | 97869 | 457 Front Street | 7.5 | 7.5 | Biomasa | Biomasa | 0 | 0 | 0 | 0 | 0 | 0 | 0 | 0 | 0 | 0 | 7.5 | 0 | EIA-860, EIA-860M and EIA-923 | 201603
Estados Unidos | Des Moines Wastewater Reclamation Fac | Des Moines Metro WRF |  | 41.5734 | -93.5577 | Des Moines | Polk | Iowa | 50317 | 3000 Vandalia Rd | 4.6 | 4.6 | Biomasa | Biomasa | 0 | 0 | 0 | 0 | 0 | 0 | 0 | 0 | 0 | 0 | 4.6 | 0 | EIA-860, EIA-860M and EIA-923 | 201603
Estados Unidos | Rhinelander Mill | Expera Specialty Solutions |  | 45.6394 | -89.4205 | Rhinelander | Oneida | Wisconsin | 54501 | 515 W Davenport Street | 12.3 | 2 | Carbón | Hidroeléctrica | 6.3 | 4 | 0 | 0 | 2 | 0 | 0 | 0 | 0 | 0 | 0 | 0 | EIA-860, EIA-860M and EIA-923 | 201603
Estados Unidos | Winnebago County Landfill Gas | Winnebago County |  | 44.083 | -88.5411 | Oshkosh | Winnebago | Wisconsin | 54901 | 100 West County Rd Y | 5.1 | 5.1 | Biomasa | Biomasa | 0 | 0 | 0 | 0 | 0 | 0 | 0 | 0 | 0 | 0 | 5.1 | 0 | EIA-860, EIA-860M and EIA-923 | 201603
Estados Unidos | Galesville Project | Douglas County |  | 42.8489 | -123.178 | Azalea | Douglas | Oregon | 97410 | 6404 Upper Cow Creek Road | 1.8 | 1.8 | Hidroeléctrica | Hidroeléctrica | 0 | 0 | 0 | 0 | 1.8 | 0 | 0 | 0 | 0 | 0 | 0 | 0 | EIA-860, EIA-860M and EIA-923 | 201603
Estados Unidos | R & R Lumber | Rough and Ready Lumber Company |  | 42.1043 | -123.677 | Cave Junction | Josephine | Oregon | 97503 | 30365 Redwood Hwy | 1.4 | 1.4 | Biomasa | Biomasa | 0 | 0 | 0 | 0 | 0 | 0 | 0 | 0 | 0 | 0 | 1.4 | 0 | EIA-860, EIA-860M and EIA-923 | 201603
Estados Unidos | Bowater Newsprint Calhoun Operation | Resolute Forest Products |  | 35.2964 | -84.7569 | Calhoun | McMinn | Tennessee | 37309 | 5020 Hwy 11 South | 63 | 63 | Biomasa | Biomasa | 0 | 0 | 0 | 0 | 0 | 0 | 0 | 0 | 0 | 0 | 63 | 0 | EIA-860, EIA-860M and EIA-923 | 201603
Estados Unidos | Union County Resource Recovery | Covanta Union Operations LLC |  | 40.6013 | -74.2664 | Rahway | Union | New Jersey | 07065 | 1499 Route 1 North | 37.5 | 37.5 | Biomasa | Biomasa | 0 | 0 | 0 | 0 | 0 | 0 | 0 | 0 | 0 | 0 | 37.5 | 0 | EIA-860, EIA-860M and EIA-923 | 201603
Estados Unidos | Slate Creek | Slate Creek Hydro Assoc LP |  | 40.9769 | -122.456 | Lakehead | Shasta | California | 96051 | 3 Mile West on LaMoine Rd | 4 | 4 | Hidroeléctrica | Hidroeléctrica | 0 | 0 | 0 | 0 | 4 | 0 | 0 | 0 | 0 | 0 | 0 | 0 | EIA-860, EIA-860M and EIA-923 | 201603
Estados Unidos | Amedee Geothermal Venture I | Amedee Gethrm Venture I LP |  | 40.3008 | -120.105 | Amedee | Lassen | California | 96127 | US 395 at Road A3 | 2.2 | 2.2 | Geotérmica | Geotérmica | 0 | 0 | 0 | 0 | 0 | 0 | 0 | 0 | 0 | 2.2 | 0 | 0 | EIA-860, EIA-860M and EIA-923 | 201603
Estados Unidos | Marsh Valley Development | Marsh Valley Development Inc |  | 42.626 | -112.149 | McCammon | Bannock | Idaho | 83250 | Highway 30 | 1.5 | 1.5 | Hidroeléctrica | Hidroeléctrica | 0 | 0 | 0 | 0 | 1.5 | 0 | 0 | 0 | 0 | 0 | 0 | 0 | EIA-860, EIA-860M and EIA-923 | 201603
Estados Unidos | Siphon Power Project | Central Oregon Irrigation Dist |  | 44.033 | -121.33 | Bend | Deschutes | Oregon | 97702 | 61545 Brookswood Blvd | 5.4 | 5.4 | Hidroeléctrica | Hidroeléctrica | 0 | 0 | 0 | 0 | 5.4 | 0 | 0 | 0 | 0 | 0 | 0 | 0 | EIA-860, EIA-860M and EIA-923 | 201603
Estados Unidos | Rock Creek I | Shorock Hydro Inc |  | 42.6325 | -114.539 | Twin Falls | Twin Falls | Idaho | 83301 | Canyon Springs Road | 2 | 2 | Hidroeléctrica | Hidroeléctrica | 0 | 0 | 0 | 0 | 2 | 0 | 0 | 0 | 0 | 0 | 0 | 0 | EIA-860, EIA-860M and EIA-923 | 201603
Estados Unidos | Co-Gen II LLC | Co-Gen II |  | 42.9611 | -123.359 | Riddle | Douglas | Oregon | 97469 | 1991 Pruner Road | 7.8 | 7.8 | Biomasa | Biomasa | 0 | 0 | 0 | 0 | 0 | 0 | 0 | 0 | 0 | 0 | 7.8 | 0 | EIA-860, EIA-860M and EIA-923 | 201603
Estados Unidos | Aziscohos Hydroelectric Project | Brookfield White Pine Hydro LLC |  | 44.9439 | -70.9975 | Wilson Mills | Oxford | Maine | 03579 | Route 16 | 6.8 | 6.8 | Hidroeléctrica | Hidroeléctrica | 0 | 0 | 0 | 0 | 6.8 | 0 | 0 | 0 | 0 | 0 | 0 | 0 | EIA-860, EIA-860M and EIA-923 | 201603
Estados Unidos | Enterprise Sugar Factory | M.A. Patout & Son Limited, LLC |  | 29.9036 | -91.7256 | Jeanerette | Iberia | Louisiana | 70544 | 3512 J Patout Burns Rd | 3 | 3 | Biomasa | Biomasa | 0 | 0 | 0 | 0 | 0 | 0 | 0 | 0 | 0 | 0 | 3 | 0 | EIA-860, EIA-860M and EIA-923 | 201603
Estados Unidos | Ryegate Power Station | SUEZ Energy Generation NA Inc |  | 44.2131 | -72.0572 | East Ryegate | Caledonia | Vermont | 05042 | 247 Weesner Drive | 20 | 20 | Biomasa | Biomasa | 0 | 0 | 0 | 0 | 0 | 0 | 0 | 0 | 0 | 0 | 20 | 0 | EIA-860, EIA-860M and EIA-923 | 201603
Estados Unidos | West Delaware Tunnel Plant | Erie Boulevard Hydropower LP |  | 41.8596 | -74.5103 | Grahamsville | Sullivan | New York | 12740 | 1324 Rt.55A | 7 | 7 | Hidroeléctrica | Hidroeléctrica | 0 | 0 | 0 | 0 | 7 | 0 | 0 | 0 | 0 | 0 | 0 | 0 | EIA-860, EIA-860M and EIA-923 | 201603
Estados Unidos | Little Falls Hydro | Little Falls Hydroelec Assoc |  | 43.0403 | -74.8506 | Little Falls | Herkimer | New York | 13365 | 499 S Ann Street | 13 | 13 | Hidroeléctrica | Hidroeléctrica | 0 | 0 | 0 | 0 | 13 | 0 | 0 | 0 | 0 | 0 | 0 | 0 | EIA-860, EIA-860M and EIA-923 | 201603
Estados Unidos | MacArthur Waste to Energy Facility | Covanta MacArthur Renewable Energy |  | 40.7869 | -73.1064 | Ronkonkoma | Suffolk | New York | 11779 | 4001Veterans Memorial Hwy | 11 | 11 | Biomasa | Biomasa | 0 | 0 | 0 | 0 | 0 | 0 | 0 | 0 | 0 | 0 | 11 | 0 | EIA-860, EIA-860M and EIA-923 | 201603
Estados Unidos | Lee County Solid Waste Energy | Lee County Board-Commissioners |  | 26.6315 | -81.7607 | Fort Myers | Lee | Florida | 33905 | 10500 Buckingham Road | 55 | 55 | Biomasa | Biomasa | 0 | 0 | 0 | 0 | 0 | 0 | 0 | 0 | 0 | 0 | 55 | 0 | EIA-860, EIA-860M and EIA-923 | 201603
Estados Unidos | Terra-Gen Dixie Valley | Terra-Gen Operating Company |  | 39.9663 | -117.856 | Fallon | Churchill | Nevada | 89406 | #1 Dixie Valley Rd | 56 | 56 | Geotérmica | Geotérmica | 0 | 0 | 0 | 0 | 0 | 0 | 0 | 0 | 0 | 56 | 0 | 0 | EIA-860, EIA-860M and EIA-923 | 201603
Estados Unidos | Puna Geothermal Venture I | Puna Geothermal Venture |  | 19.479 | -154.888 | Pahoa | Hawaii | Hawaii | 96778 | 14-3860 Kapoho Pahoa Rd | 43 | 43 | Geotérmica | Geotérmica | 0 | 0 | 0 | 0 | 0 | 0 | 0 | 0 | 0 | 43 | 0 | 0 | EIA-860, EIA-860M and EIA-923 | 201603
Estados Unidos | Yough Hydro Power | D/R Hydro Co |  | 39.8016 | -79.3682 | Confluence | Somerset | Pennsylvania | 15424 | 66 Hydro Lane | 12.2 | 12.2 | Hidroeléctrica | Hidroeléctrica | 0 | 0 | 0 | 0 | 12.2 | 0 | 0 | 0 | 0 | 0 | 0 | 0 | EIA-860, EIA-860M and EIA-923 | 201603
Estados Unidos | Quail Creek Hydro Plant #1 | Washington Cnty Wtr Consv Dist |  | 37.1854 | -113.358 | Hurricane | Washington | Utah | 84737 | 3270 W 600 N | 2.3 | 2.3 | Hidroeléctrica | Hidroeléctrica | 0 | 0 | 0 | 0 | 2.3 | 0 | 0 | 0 | 0 | 0 | 0 | 0 | EIA-860, EIA-860M and EIA-923 | 201603
Estados Unidos | Clifton Dam 3 Power Station | Converse Energy Inc |  | 34.9953 | -81.8344 | Converse | Spartanburg | South Carolina | 29329 | Highway 29 | 1.2 | 1.2 | Hidroeléctrica | Hidroeléctrica | 0 | 0 | 0 | 0 | 1.2 | 0 | 0 | 0 | 0 | 0 | 0 | 0 | EIA-860, EIA-860M and EIA-923 | 201603
Estados Unidos | I 95 Municipal Landfill Phase I | LES Project Holdings LLC |  | 38.6892 | -77.2375 | Lorton | Fairfax | Virginia | 22079 | 9898A Furnace Road | 3.2 | 3.2 | Biomasa | Biomasa | 0 | 0 | 0 | 0 | 0 | 0 | 0 | 0 | 0 | 0 | 3.2 | 0 | EIA-860, EIA-860M and EIA-923 | 201603
Estados Unidos | Rapidan Hydro Facility | Rapidan Redevelopment LLC |  | 44.0927 | -94.1088 | Mankato | Blue Earth | Minnesota | 56001 | 54126 Glory Lane | 6.4 | 6.4 | Hidroeléctrica | Hidroeléctrica | 0 | 0 | 0 | 0 | 6.4 | 0 | 0 | 0 | 0 | 0 | 0 | 0 | EIA-860, EIA-860M and EIA-923 | 201603
Estados Unidos | Ogdensburg | Ampersand Mount Ida Hydro LLC |  | 44.7041 | -75.487 | Ogdensburg | St Lawrence | New York | 13669 | 19 Mill St | 1 | 1 | Hidroeléctrica | Hidroeléctrica | 0 | 0 | 0 | 0 | 1 | 0 | 0 | 0 | 0 | 0 | 0 | 0 | EIA-860, EIA-860M and EIA-923 | 201603
Estados Unidos | Great Falls Hydro Project | Eagle Creek RE LLC |  | 40.9153 | -74.181 | Paterson | Passaic | New Jersey | 07501 | 72 McBride Ave | 9.9 | 9.9 | Hidroeléctrica | Hidroeléctrica | 0 | 0 | 0 | 0 | 9.9 | 0 | 0 | 0 | 0 | 0 | 0 | 0 | EIA-860, EIA-860M and EIA-923 | 201603
Estados Unidos | Plant No 2 Orange County | Orange County Sanitation Dist |  | 33.6433 | -117.956 | Huntington Beach | Orange | California | 92646 | 22212 Brookhurst Street | 14.4 | 14.4 | Biomasa | Biomasa | 0 | 0 | 0 | 0 | 0 | 0 | 0 | 0 | 0 | 0 | 14.4 | 0 | EIA-860, EIA-860M and EIA-923 | 201603
Estados Unidos | Multitrade of Pittsylvania LP | Virginia Electric & Power Co |  | 37.1041 | -79.277 | Hurt | Pittsylvania | Virginia | 24563 | 821 Grit Road | 83 | 83 | Biomasa | Biomasa | 0 | 0 | 0 | 0 | 0 | 0 | 0 | 0 | 0 | 0 | 83 | 0 | EIA-860, EIA-860M and EIA-923 | 201603
Estados Unidos | Steamboat 1A Power Plant | Ormat Nevada Inc |  | 39.3939 | -119.754 | Reno | Washoe | Nevada | 89521 | 1010 Power Plant Drive | 1.8 | 1.8 | Geotérmica | Geotérmica | 0 | 0 | 0 | 0 | 0 | 0 | 0 | 0 | 0 | 1.8 | 0 | 0 | EIA-860, EIA-860M and EIA-923 | 201603
Estados Unidos | International Paper Prattville Mill | International Paper Co |  | 32.4187 | -86.4718 | Prattville | Autauga | Alabama | 36067 | 100 Jensen Road | 75.3 | 75.3 | Biomasa | Biomasa | 0 | 0 | 0 | 0 | 0 | 0 | 0 | 0 | 0 | 0 | 75.3 | 0 | EIA-860, EIA-860M and EIA-923 | 201603
Estados Unidos | Mojave 4 | Terra-Gen Operating Co LLC |  | 35.0506 | -118.257 | Mojave | Kern | California | 93501 | 7021 Oak Creek Road | 29 | 29 | Eólica | Eólica | 0 | 0 | 0 | 0 | 0 | 0 | 0 | 0 | 29 | 0 | 0 | 0 | EIA-860, EIA-860M and EIA-923 | 201603
Estados Unidos | Mojave 3 | Terra-Gen Operating Co LLC |  | 35.05 | -118.257 | Mojave | Kern | California | 93501 | 7021 Oak Creek Road | 23.5 | 23.5 | Eólica | Eólica | 0 | 0 | 0 | 0 | 0 | 0 | 0 | 0 | 23.5 | 0 | 0 | 0 | EIA-860, EIA-860M and EIA-923 | 201603
Estados Unidos | Mojave 5 | Terra-Gen Operating Co LLC |  | 35.05 | -118.257 | Mojave | Kern | California | 93501 | 7021 Oak Creek Road | 22.5 | 22.5 | Eólica | Eólica | 0 | 0 | 0 | 0 | 0 | 0 | 0 | 0 | 22.5 | 0 | 0 | 0 | EIA-860, EIA-860M and EIA-923 | 201603
Estados Unidos | International Paper Eastover Facility | International Paper Co-Eastovr |  | 33.8872 | -80.6397 | Eastover | Richland | South Carolina | 29044 | 4001 McCord's Ferry Rd | 103 | 103 | Biomasa | Biomasa | 0 | 0 | 0 | 0 | 0 | 0 | 0 | 0 | 0 | 0 | 103 | 0 | EIA-860, EIA-860M and EIA-923 | 201603
Estados Unidos | International Paper Franklin Mill | International Paper |  | 36.6803 | -76.9128 | Franklin | Isle of Wight | Virginia | 23851 | 34040 Union Camp Dr. | 74.1 | 36.1 | Gas natural | Biomasa | 0 | 38 | 0 | 0 | 0 | 0 | 0 | 0 | 0 | 0 | 36.1 | 0 | EIA-860, EIA-860M and EIA-923 | 201603
Estados Unidos | Lacomb Irrigation District | Lacomb Irrigation Dist |  | 44.5975 | -122.685 | Lebanon | Linn | Oregon | 97355 | End of Island Inn Drive | 1 | 1 | Hidroeléctrica | Hidroeléctrica | 0 | 0 | 0 | 0 | 1 | 0 | 0 | 0 | 0 | 0 | 0 | 0 | EIA-860, EIA-860M and EIA-923 | 201603
Estados Unidos | Aidlin Geothermal Power Plant | Geysers Power Co LLC |  | 38.8339 | -122.881 | Middletown | Sonoma | California | 95425 | 10350 Socrates Mine Road | 18 | 18 | Geotérmica | Geotérmica | 0 | 0 | 0 | 0 | 0 | 0 | 0 | 0 | 0 | 18 | 0 | 0 | EIA-860, EIA-860M and EIA-923 | 201603
Estados Unidos | Victory Garden Phase IV LLC | Terra-Gen Operating Co LLC |  | 35.3111 | -118.432 | Techapi | Kern | California | 93581 | 13000 Jamison Rd. | 22 | 22 | Eólica | Eólica | 0 | 0 | 0 | 0 | 0 | 0 | 0 | 0 | 22 | 0 | 0 | 0 | EIA-860, EIA-860M and EIA-923 | 201603
Estados Unidos | Terra-Gen 251 Wind LLC | Terra-Gen Operating Co LLC |  | 35.0853 | -118.355 | Tehachapi | Kern | California | 93561 | 13000 Jameson Road | 18.4 | 18.4 | Eólica | Eólica | 0 | 0 | 0 | 0 | 0 | 0 | 0 | 0 | 18.4 | 0 | 0 | 0 | EIA-860, EIA-860M and EIA-923 | 201603
Estados Unidos | 85 A | AES Wind Generation Inc |  | 35.1011 | -118.337 | Tehachapi | Kern | California | 93561 | 161 N. Mill Unit A | 14.1 | 14.1 | Eólica | Eólica | 0 | 0 | 0 | 0 | 0 | 0 | 0 | 0 | 14.1 | 0 | 0 | 0 | EIA-860, EIA-860M and EIA-923 | 201603
Estados Unidos | 85 B | AES Wind Generation Inc |  | 35.1011 | -118.337 | Tehachapi | Kern | California | 93561 | 161 N. Mill Unit A | 21.2 | 21.2 | Eólica | Eólica | 0 | 0 | 0 | 0 | 0 | 0 | 0 | 0 | 21.2 | 0 | 0 | 0 | EIA-860, EIA-860M and EIA-923 | 201603
Estados Unidos | Helzel & Schwarzhoff 88 Wind Farm | AES Wind Generation Inc |  | 35.0908 | -118.394 | Tehachapi | Kern | California | 93561 | 13000 Jameson Road | 1.8 | 1.8 | Eólica | Eólica | 0 | 0 | 0 | 0 | 0 | 0 | 0 | 0 | 1.8 | 0 | 0 | 0 | EIA-860, EIA-860M and EIA-923 | 201603
Estados Unidos | Collins Facility | Ampersand Collins Hydro LLC |  | 42.1569 | -72.4227 | Wilbraham | Hampden | Massachusetts | 01095 | Cottage Ave | 1.6 | 1.6 | Hidroeléctrica | Hidroeléctrica | 0 | 0 | 0 | 0 | 1.6 | 0 | 0 | 0 | 0 | 0 | 0 | 0 | EIA-860, EIA-860M and EIA-923 | 201603
Estados Unidos | Upper Barker | KEI (Maine) Power Management (III) LLC |  | 44.0869 | -70.2293 | Auburn | Androscoggin | Maine | 04210 | 146 Mill Street | 1 | 1 | Hidroeléctrica | Hidroeléctrica | 0 | 0 | 0 | 0 | 1 | 0 | 0 | 0 | 0 | 0 | 0 | 0 | EIA-860, EIA-860M and EIA-923 | 201603
Estados Unidos | Conemaugh Hydro Plant | Pennsylvania Renewable Resources |  | 40.4644 | -79.3657 | Saltsburg | Westmoreland | Pennsylvania | 15681 | 1665 Auen Rd Ste C | 4 | 4 | Hidroeléctrica | Hidroeléctrica | 0 | 0 | 0 | 0 | 4 | 0 | 0 | 0 | 0 | 0 | 0 | 0 | EIA-860, EIA-860M and EIA-923 | 201603
Estados Unidos | Soda Lake Geothermal No I II | Cyrq Energy Corp |  | 39.557 | -118.838 | Fallon | Churchill | Nevada | 89406 | 5500 Soda Lake | 11.3 | 11.3 | Geotérmica | Geotérmica | 0 | 0 | 0 | 0 | 0 | 0 | 0 | 0 | 0 | 11.3 | 0 | 0 | EIA-860, EIA-860M and EIA-923 | 201603
Estados Unidos | Falls Creek | Falls Creek Hydroelectric Project LP |  | 44.3968 | -122.35 | Cascadia | Linn | Oregon | 97329 | Hwy 20, mile post 49 | 3.9 | 3.9 | Hidroeléctrica | Hidroeléctrica | 0 | 0 | 0 | 0 | 3.9 | 0 | 0 | 0 | 0 | 0 | 0 | 0 | EIA-860, EIA-860M and EIA-923 | 201603
Estados Unidos | Otay | Otay Landfill Gas LLC |  | 32.5983 | -117.018 | Chula Vista | San Diego | California | 91911 | 1600 Maxwell Road | 9.6 | 9.6 | Biomasa | Biomasa | 0 | 0 | 0 | 0 | 0 | 0 | 0 | 0 | 0 | 0 | 9.6 | 0 | EIA-860, EIA-860M and EIA-923 | 201603
Estados Unidos | WestRock Southeast, LLC. | SP Fiber Technologies LLC |  | 32.5036 | -82.8443 | Dublin | Laurens | Georgia | 31027 | 709 Papermill Road | 84 | 44 | Biomasa | Biomasa | 0 | 40 | 0 | 0 | 0 | 0 | 0 | 0 | 0 | 0 | 44 | 0 | EIA-860, EIA-860M and EIA-923 | 201603
Estados Unidos | Broadwater Power Project | Montana Dept-Natural Res&Consv |  | 46.1206 | -111.408 | Toston | Broadwater | Montana | 59643 | 511 Toston Dam Road | 9.7 | 9.7 | Hidroeléctrica | Hidroeléctrica | 0 | 0 | 0 | 0 | 9.7 | 0 | 0 | 0 | 0 | 0 | 0 | 0 | EIA-860, EIA-860M and EIA-923 | 201603
Estados Unidos | MM West Covina | MM West Covina Energy LLC |  | 34.0332 | -117.906 | West Covina | Los Angeles | California | 91791 | 2210 S.Azusa Avenue | 9.8 | 9.8 | Biomasa | Biomasa | 0 | 0 | 0 | 0 | 0 | 0 | 0 | 0 | 0 | 0 | 9.8 | 0 | EIA-860, EIA-860M and EIA-923 | 201603
Estados Unidos | San Gabriel Hydro Project | Los Angeles County-San Gabriel |  | 34.2043 | -117.856 | Azusa | Los Angeles | California | 91702 | 9700 N San Gabriel Canyon Road | 4.8 | 4.8 | Hidroeléctrica | Hidroeléctrica | 0 | 0 | 0 | 0 | 4.8 | 0 | 0 | 0 | 0 | 0 | 0 | 0 | EIA-860, EIA-860M and EIA-923 | 201603
Estados Unidos | Geo East Mesa II | Ormat Nevada Inc |  | 32.7757 | -115.264 | Holtville | Imperial | California | 92250 | 3300 East Evan Hewes Highway | 13.5 | 13.5 | Geotérmica | Geotérmica | 0 | 0 | 0 | 0 | 0 | 0 | 0 | 0 | 0 | 13.5 | 0 | 0 | EIA-860, EIA-860M and EIA-923 | 201603
Estados Unidos | Riverview Energy Systems | Riverview Energy Systems |  | 42.1661 | -83.2129 | Riverview | Wayne | Michigan | 48192 | 20000 Grange Rd | 5.6 | 5.6 | Biomasa | Biomasa | 0 | 0 | 0 | 0 | 0 | 0 | 0 | 0 | 0 | 0 | 5.6 | 0 | EIA-860, EIA-860M and EIA-923 | 201603
Estados Unidos | Androscoggin Mill | Verso Paper Androscoggin LLC |  | 44.5063 | -70.2395 | Jay | Franklin | Maine | 04239 | Riley Road | 80 | 80 | Biomasa | Biomasa | 0 | 0 | 0 | 0 | 0 | 0 | 0 | 0 | 0 | 0 | 80 | 0 | EIA-860, EIA-860M and EIA-923 | 201603
Estados Unidos | International Paper Georgetown Mill | International Paper Co-GT Mill |  | 33.3602 | -79.3026 | Georgetown | Georgetown | South Carolina | 29440 | 700 South Kaminski Street | 90.4 | 90.4 | Biomasa | Biomasa | 0 | 0 | 0 | 0 | 0 | 0 | 0 | 0 | 0 | 0 | 90.4 | 0 | EIA-860, EIA-860M and EIA-923 | 201603
Estados Unidos | Mansfield Mill | IPC-Mansfield Mill |  | 32.1575 | -93.5562 | Mansfield | DeSoto | Louisiana | 71052 | 1202 Hwy 509 | 101.3 | 72.3 | Biomasa | Biomasa | 0 | 29 | 0 | 0 | 0 | 0 | 0 | 0 | 0 | 0 | 72.3 | 0 | EIA-860, EIA-860M and EIA-923 | 201603
Estados Unidos | International Paper Riverdale Mill | International Paper Co-Riverdl |  | 32.426 | -86.8709 | Selma | Dallas | Alabama | 36703 | 601 County Rd 78 | 104.2 | 49 | Gas natural | Biomasa | 0 | 55.2 | 0 | 0 | 0 | 0 | 0 | 0 | 0 | 0 | 49 | 0 | EIA-860, EIA-860M and EIA-923 | 201603
Estados Unidos | International Paper Texarkana Mill | International Paper Co |  | 33.2553 | -94.0696 | Queen City | Cass | Texas | 75572 | 9978 FM 3129 | 65 | 65 | Biomasa | Biomasa | 0 | 0 | 0 | 0 | 0 | 0 | 0 | 0 | 0 | 0 | 65 | 0 | EIA-860, EIA-860M and EIA-923 | 201603
Estados Unidos | Kaukauna Paper Mill | Thilmany LLC |  | 44.2826 | -88.2534 | Kaukauna | Outagamie | Wisconsin | 54130 | 600 Thilmany Road | 44.6 | 32.6 | Biomasa | Biomasa | 12 | 0 | 0 | 0 | 0 | 0 | 0 | 0 | 0 | 0 | 32.6 | 0 | EIA-860, EIA-860M and EIA-923 | 201603
Estados Unidos | Ticonderoga Mill | IPC-Ticonderoga |  | 43.8914 | -73.397 | Ticonderoga | Essex | New York | 12883 | 568 Shore Airport Rd. | 41 | 41 | Biomasa | Biomasa | 0 | 0 | 0 | 0 | 0 | 0 | 0 | 0 | 0 | 0 | 41 | 0 | EIA-860, EIA-860M and EIA-923 | 201603
Estados Unidos | International Paper Vicksburg Mill | International Paper Co-Vicksbg |  | 32.5292 | -90.7742 | Vicksburg | Warren | Mississippi | 39181 | Higway 3 North | 38.5 | 38.5 | Biomasa | Biomasa | 0 | 0 | 0 | 0 | 0 | 0 | 0 | 0 | 0 | 0 | 38.5 | 0 | EIA-860, EIA-860M and EIA-923 | 201603
Estados Unidos | Georgia-Pacific Cedar Springs | Georgia-PacificCedar Springs LLC |  | 31.166 | -85.0951 | Cedar Springs | Early | Georgia | 31732 | GA Hwy 273 W | 90 | 90 | Biomasa | Biomasa | 0 | 0 | 0 | 0 | 0 | 0 | 0 | 0 | 0 | 0 | 90 | 0 | EIA-860, EIA-860M and EIA-923 | 201603
Estados Unidos | Port Edwards Mill | Domtar Industries Inc |  | 44.3364 | -89.8672 | Port Edwards | Wood | Wisconsin | 54469 | 100 Wisconsin River Dr. | 6.6 | 6.6 | Hidroeléctrica | Hidroeléctrica | 0 | 0 | 0 | 0 | 6.6 | 0 | 0 | 0 | 0 | 0 | 0 | 0 | EIA-860, EIA-860M and EIA-923 | 201603
Estados Unidos | Ashdown | Domtar Industries Inc |  | 33.6417 | -94.1083 | Ashdown | Little River | Arkansas | 71822 | 285 Hwy. 71 South | 128 | 128 | Biomasa | Biomasa | 0 | 0 | 0 | 0 | 0 | 0 | 0 | 0 | 0 | 0 | 128 | 0 | EIA-860, EIA-860M and EIA-923 | 201603
Estados Unidos | Second Imperial Geothermal | ORCAL Geothermal, Inc |  | 32.7144 | -115.536 | Heber | Imperial | California | 92249 | 855 Dogwood Road | 54.8 | 54.8 | Geotérmica | Geotérmica | 0 | 0 | 0 | 0 | 0 | 0 | 0 | 0 | 0 | 54.8 | 0 | 0 | EIA-860, EIA-860M and EIA-923 | 201603
Estados Unidos | Mechanic Falls | KEI (Maine) Power Management (IV) LLC |  | 44.1112 | -70.3907 | Mechanic Falls | Androscoggin | Maine | 04256 | 31 Elm Street | 1.4 | 1.4 | Hidroeléctrica | Hidroeléctrica | 0 | 0 | 0 | 0 | 1.4 | 0 | 0 | 0 | 0 | 0 | 0 | 0 | EIA-860, EIA-860M and EIA-923 | 201603
Estados Unidos | Pittsfield Hydro | KEI (Maine) Power Management (II) LLC |  | 44.7214 | -69.412 | Burnham | Somerset | Maine | 04967 | 1364 Main Street | 1.1 | 1.1 | Hidroeléctrica | Hidroeléctrica | 0 | 0 | 0 | 0 | 1.1 | 0 | 0 | 0 | 0 | 0 | 0 | 0 | EIA-860, EIA-860M and EIA-923 | 201603
Estados Unidos | Great Lakes Hydro America - ME | Great Lakes Hydro America LLC |  | 45.6472 | -68.7044 | Millinocket | Penobscot | Maine | 04462 | 1024 Cenetral Street | 131.5 | 131.5 | Hidroeléctrica | Hidroeléctrica | 0 | 0 | 0 | 0 | 131.5 | 0 | 0 | 0 | 0 | 0 | 0 | 0 | EIA-860, EIA-860M and EIA-923 | 201603
Estados Unidos | Hillcrest Pump Station | Denver City & County of |  | 39.6419 | -104.914 | Denver | Denver | Colorado | 80237 | 4200 South Happy Canyon Rd | 2 | 2 | Hidroeléctrica | Hidroeléctrica | 0 | 0 | 0 | 0 | 2 | 0 | 0 | 0 | 0 | 0 | 0 | 0 | EIA-860, EIA-860M and EIA-923 | 201603
Estados Unidos | Hydro Kennebec Project | Hydro Kennebec LLC |  | 44.563 | -69.6192 | Winslow | Kennebec | Maine | 04901 | 51 Simpson Avenue | 15.4 | 15.4 | Hidroeléctrica | Hidroeléctrica | 0 | 0 | 0 | 0 | 15.4 | 0 | 0 | 0 | 0 | 0 | 0 | 0 | EIA-860, EIA-860M and EIA-923 | 201603
Estados Unidos | Upper Androscoggin | Lewiston City of |  | 44.088 | -70.2124 | Lewiston | Androscoggin | Maine | 04243 | 541 Lisbon St. | 1.7 | 1.7 | Hidroeléctrica | Hidroeléctrica | 0 | 0 | 0 | 0 | 1.7 | 0 | 0 | 0 | 0 | 0 | 0 | 0 | EIA-860, EIA-860M and EIA-923 | 201603
Estados Unidos | U S Alliance Coosa Pines | Bowater Newport Coosa Pines Op |  | 33.3281 | -86.3568 | Coosa Pines | Talladega | Alabama | 35044 | 17589 Plant Rd | 30.3 | 17.8 | Biomasa | Biomasa | 0 | 12.5 | 0 | 0 | 0 | 0 | 0 | 0 | 0 | 0 | 17.8 | 0 | EIA-860, EIA-860M and EIA-923 | 201603
Estados Unidos | Burney Mountain Power | Covanta Energy Americas, Inc. |  | 40.9095 | -121.64 | Burney | Shasta | California | 96013 | Hwy 299 East Energy Drive | 9.8 | 9.8 | Biomasa | Biomasa | 0 | 0 | 0 | 0 | 0 | 0 | 0 | 0 | 0 | 0 | 9.8 | 0 | EIA-860, EIA-860M and EIA-923 | 201603
Estados Unidos | Stockton Biomass | DTE Stockton LLC |  | 37.9436 | -121.33 | Stockton | San Joaquin | California | 95203 | 2526 Washington St | 45 | 45 | Biomasa | Biomasa | 0 | 0 | 0 | 0 | 0 | 0 | 0 | 0 | 0 | 0 | 45 | 0 | EIA-860, EIA-860M and EIA-923 | 201603
Estados Unidos | Smith Falls Hydro Project |  |  | 48.9595 | -116.557 | Porthill | Boundary | Idaho | 83853 | HCR 60 Box 251 | 20.1 | 20.1 | Hidroeléctrica | Hidroeléctrica | 0 | 0 | 0 | 0 | 20.1 | 0 | 0 | 0 | 0 | 0 | 0 | 0 | EIA-860, EIA-860M and EIA-923 | 201603
Estados Unidos | Opal Springs Hydro | Desehutes Valley Water District |  | 44.49 | -121.299 | Culver | Jefferson | Oregon | 97734 | Lasalle Lane | 3.3 | 3.3 | Hidroeléctrica | Hidroeléctrica | 0 | 0 | 0 | 0 | 3.3 | 0 | 0 | 0 | 0 | 0 | 0 | 0 | EIA-860, EIA-860M and EIA-923 | 201603
Estados Unidos | Westwind Trust | New Dimension Energy Company, LLC |  | 33.9683 | -116.535 | North Palm Springs | Riverside | California | 92258 | Dillon Road | 16 | 16 | Eólica | Eólica | 0 | 0 | 0 | 0 | 0 | 0 | 0 | 0 | 16 | 0 | 0 | 0 | EIA-860, EIA-860M and EIA-923 | 201603
Estados Unidos | Warm Springs Hydro Project | Sonoma County Water Agency |  | 38.7221 | -123.011 | Geyserville | Sonoma | California | 95441 | 3333 Skaggs Springs Road | 1.2 | 1.2 | Hidroeléctrica | Hidroeléctrica | 0 | 0 | 0 | 0 | 1.2 | 0 | 0 | 0 | 0 | 0 | 0 | 0 | EIA-860, EIA-860M and EIA-923 | 201603
Estados Unidos | Akron Recycle Energy Plant | Akron Energy Systems LLC |  | 41.0733 | -81.5306 | Akron | Summit | Ohio | 44307 | 226 Opportunity Parkway | 4 | 4 | Biomasa | Biomasa | 0 | 0 | 0 | 0 | 0 | 0 | 0 | 0 | 0 | 0 | 4 | 0 | EIA-860, EIA-860M and EIA-923 | 201603
Estados Unidos | Koma Kulshan Associates | Covanta Hydro Ops West Inc |  | 48.6802 | -121.723 | Concrete | Whatcom | Washington | 98237 | 44710 Baker Lake Road | 12.4 | 12.4 | Hidroeléctrica | Hidroeléctrica | 0 | 0 | 0 | 0 | 12.4 | 0 | 0 | 0 | 0 | 0 | 0 | 0 | EIA-860, EIA-860M and EIA-923 | 201603
Estados Unidos | Interstate Paper LLC Riceboro | Interstate Paper LLC |  | 31.7416 | -81.4079 | Riceboro | Liberty | Georgia | 31323 | 2366 Interstate Paper Road | 14.5 | 14.5 | Biomasa | Biomasa | 0 | 0 | 0 | 0 | 0 | 0 | 0 | 0 | 0 | 0 | 14.5 | 0 | EIA-860, EIA-860M and EIA-923 | 201603
Estados Unidos | Lee Creek Water Treatment Facility | Fort Smith City of |  | 35.4845 | -94.3929 | Van Buren | Crawford | Arkansas | 72956 | 2425 Pine Hollow Road | 1.3 | 1.3 | Hidroeléctrica | Hidroeléctrica | 0 | 0 | 0 | 0 | 1.3 | 0 | 0 | 0 | 0 | 0 | 0 | 0 | EIA-860, EIA-860M and EIA-923 | 201603
Estados Unidos | Hastings City Hydroelectric | Hastings Lock & Dam |  | 44.7603 | -92.8677 | Hastings | Dakota | Minnesota | 55033 | 1350 Lock & Dam Road | 4 | 4 | Hidroeléctrica | Hidroeléctrica | 0 | 0 | 0 | 0 | 4 | 0 | 0 | 0 | 0 | 0 | 0 | 0 | EIA-860, EIA-860M and EIA-923 | 201603
Estados Unidos | Rolls Royce | Rolls Royce Corp |  | 39.7398 | -86.2118 | Indianapolis | Marion | Indiana | 46241 | 2001 S Tibbs Ave | 4 | 4 | Biomasa | Biomasa | 0 | 0 | 0 | 0 | 0 | 0 | 0 | 0 | 0 | 0 | 4 | 0 | EIA-860, EIA-860M and EIA-923 | 201603
Estados Unidos | Coram Energy LLC (ECT) | Brookfield Energy Marketing LP |  | 35.0583 | -118.342 | Tehachapi | Kern | California | 93501 | 6703 Oak Creek Road | 7.5 | 7.5 | Eólica | Eólica | 0 | 0 | 0 | 0 | 0 | 0 | 0 | 0 | 7.5 | 0 | 0 | 0 | EIA-860, EIA-860M and EIA-923 | 201603
Estados Unidos | Coram Energy LLC | Brookfield Energy Marketing LP |  | 35.075 | -118.342 | Tehachapi | Kern | California | 93501 | 6703 Oak Creek Road | 3 | 3 | Eólica | Eólica | 0 | 0 | 0 | 0 | 0 | 0 | 0 | 0 | 3 | 0 | 0 | 0 | EIA-860, EIA-860M and EIA-923 | 201603
Estados Unidos | CTV Power Purchase Contract Trust | Brookfield Energy Marketing LP |  | 35.0583 | -118.308 | Tehachapi | Kern | California | 93501 | 6703 Oak Creek Road | 4.6 | 4.6 | Eólica | Eólica | 0 | 0 | 0 | 0 | 0 | 0 | 0 | 0 | 4.6 | 0 | 0 | 0 | EIA-860, EIA-860M and EIA-923 | 201603
Estados Unidos | Colebrook Hydroelectric | Metropolitan Dist of Hartford |  | 42.0078 | -73.0356 | Colebrook | Litchfield | Connecticut | 06021 | 426B Colebrook River Rd. | 2.8 | 2.8 | Hidroeléctrica | Hidroeléctrica | 0 | 0 | 0 | 0 | 2.8 | 0 | 0 | 0 | 0 | 0 | 0 | 0 | EIA-860, EIA-860M and EIA-923 | 201603
Estados Unidos | Goodwin Hydroelectric | Metropolitan Dist of Hartford |  | 41.9886 | -73.0194 | W. Hartland | Hartford | Connecticut | 06091 | 251 Hogback Rd. | 3.2 | 3.2 | Hidroeléctrica | Hidroeléctrica | 0 | 0 | 0 | 0 | 3.2 | 0 | 0 | 0 | 0 | 0 | 0 | 0 | EIA-860, EIA-860M and EIA-923 | 201603
Estados Unidos | Wilson Lake Hydroelectric Project | Hazelton/Wilson Joint Venture |  | 42.6289 | -114.175 | Eden | Jerome | Idaho | 83325 | 658 Valley Road South | 8.4 | 8.4 | Hidroeléctrica | Hidroeléctrica | 0 | 0 | 0 | 0 | 8.4 | 0 | 0 | 0 | 0 | 0 | 0 | 0 | EIA-860, EIA-860M and EIA-923 | 201603
Estados Unidos | Three Forks Water Power Project | Grizzly Mountain Ranch |  | 40.1998 | -123.523 | Zenia | Trinity | California | 95595 | 4,900 Zenia Bluff Road | 1.2 | 1.2 | Hidroeléctrica | Hidroeléctrica | 0 | 0 | 0 | 0 | 1.2 | 0 | 0 | 0 | 0 | 0 | 0 | 0 | EIA-860, EIA-860M and EIA-923 | 201603
Estados Unidos | Sibley Mill | Augusta Canal Authority |  | 33.4879 | -81.9925 | Augusta | Richmond | Georgia | 30904 | 1717 Goodrich Street | 2.1 | 2.1 | Hidroeléctrica | Hidroeléctrica | 0 | 0 | 0 | 0 | 2.1 | 0 | 0 | 0 | 0 | 0 | 0 | 0 | EIA-860, EIA-860M and EIA-923 | 201603
Estados Unidos | Toyon Power Station | Toyon Landfill Gas Conversion, LLC |  | 34.1717 | -118.379 | Los Angeles | Los Angeles | California | 90027 | 5050 Mt. Hollywood Drive | 3.4 | 3.4 | Biomasa | Biomasa | 0 | 0 | 0 | 0 | 0 | 0 | 0 | 0 | 0 | 0 | 3.4 | 0 | EIA-860, EIA-860M and EIA-923 | 201603
Estados Unidos | Rio Grande Valley Sugar Growers | Rio Grande Valley Sugar Growers, Inc. |  | 26.2697 | -97.867 | Santa Rosa | Hidalgo | Texas | 78593 | 2 1/2mi.W. Hwy 107 | 18.9 | 17.5 | Biomasa | Biomasa | 0 | 0 | 1.4 | 0 | 0 | 0 | 0 | 0 | 0 | 0 | 17.5 | 0 | EIA-860, EIA-860M and EIA-923 | 201603
Estados Unidos | Norway Point Hydropower Project | Thunder Bay Power Co LLC |  | 45.1025 | -83.5189 | Alpena | Alpena | Michigan | 49707 | 3101 Long Rapids Road | 4 | 4 | Hidroeléctrica | Hidroeléctrica | 0 | 0 | 0 | 0 | 4 | 0 | 0 | 0 | 0 | 0 | 0 | 0 | EIA-860, EIA-860M and EIA-923 | 201603
Estados Unidos | Four Mile Hydropower Project | Thunder Bay Power Co LLC |  | 45.0933 | -83.5025 | Alpena | Alpena | Michigan | 49707 | 2701 Long Rapids Road | 2 | 2 | Hidroeléctrica | Hidroeléctrica | 0 | 0 | 0 | 0 | 2 | 0 | 0 | 0 | 0 | 0 | 0 | 0 | EIA-860, EIA-860M and EIA-923 | 201603
Estados Unidos | Ninth Street Hydropower Project | Thunder Bay Power Co LLC |  | 45.0717 | -83.4381 | Alpena | Alpena | Michigan | 49707 | 305 North 9th Avenue | 1.2 | 1.2 | Hidroeléctrica | Hidroeléctrica | 0 | 0 | 0 | 0 | 1.2 | 0 | 0 | 0 | 0 | 0 | 0 | 0 | EIA-860, EIA-860M and EIA-923 | 201603
Estados Unidos | Terminus Hydroelectric Project | Kaweah River Power Authority |  | 36.4156 | -119.007 | Lemon Cove | Tulare | California | 93244 | 34443 Sierra Drive | 20 | 20 | Hidroeléctrica | Hidroeléctrica | 0 | 0 | 0 | 0 | 20 | 0 | 0 | 0 | 0 | 0 | 0 | 0 | EIA-860, EIA-860M and EIA-923 | 201603
Estados Unidos | Howard F Curren Advncd Wastewater Plant | Tampa Wastewater Department |  | 27.9389 | -82.4389 | Tampa | Hillsborough | Florida | 33605 | 2700 Maritime Blvd | 2.5 | 2.5 | Biomasa | Biomasa | 0 | 0 | 0 | 0 | 0 | 0 | 0 | 0 | 0 | 0 | 2.5 | 0 | EIA-860, EIA-860M and EIA-923 | 201603
Estados Unidos | Chace Mill Winooski One | City of Burlington Electric - (VT) |  | 44.49 | -73.1875 | Winooski | Chittenden | Vermont | 05404 | 16 West Canal Street | 7.5 | 7.5 | Hidroeléctrica | Hidroeléctrica | 0 | 0 | 0 | 0 | 7.5 | 0 | 0 | 0 | 0 | 0 | 0 | 0 | EIA-860, EIA-860M and EIA-923 | 201603
Estados Unidos | International Paper Augusta Mill | International Paper Co-Augusta |  | 33.3283 | -81.9531 | Augusta | Richmond | Georgia | 30906 | 4278 Mike Padgett Highway | 79.3 | 79.3 | Biomasa | Biomasa | 0 | 0 | 0 | 0 | 0 | 0 | 0 | 0 | 0 | 0 | 79.3 | 0 | EIA-860, EIA-860M and EIA-923 | 201603
Estados Unidos | EHC West Hopkinton | Consolidated Hydro NH Inc |  | 43.1897 | -71.7483 | West Hopkinton | Merrimack | New Hampshire | 03229 | Route 127 | 1 | 1 | Hidroeléctrica | Hidroeléctrica | 0 | 0 | 0 | 0 | 1 | 0 | 0 | 0 | 0 | 0 | 0 | 0 | EIA-860, EIA-860M and EIA-923 | 201603
Estados Unidos | Kinneytown New Old | Kinneytown Hydro Co Inc |  | 41.3686 | -73.0856 | Seymour | New Haven | Connecticut | 06483 | Derby Ave Ext. | 2.2 | 2.2 | Hidroeléctrica | Hidroeléctrica | 0 | 0 | 0 | 0 | 2.2 | 0 | 0 | 0 | 0 | 0 | 0 | 0 | EIA-860, EIA-860M and EIA-923 | 201603
Estados Unidos | Little Wood Hydro Project | Littlewood Irrigation District |  | 43.4252 | -114.026 | Carey | Blaine | Idaho | 83320 | Little Wood Reservoir Road | 2.4 | 2.4 | Hidroeléctrica | Hidroeléctrica | 0 | 0 | 0 | 0 | 2.4 | 0 | 0 | 0 | 0 | 0 | 0 | 0 | EIA-860, EIA-860M and EIA-923 | 201603
Estados Unidos | Weeks Falls | CHI West Inc |  | 47.4335 | -121.648 | North Bend | King | Washington | 98045 | Highway I-90 | 4.2 | 4.2 | Hidroeléctrica | Hidroeléctrica | 0 | 0 | 0 | 0 | 4.2 | 0 | 0 | 0 | 0 | 0 | 0 | 0 | EIA-860, EIA-860M and EIA-923 | 201603
Estados Unidos | Alice Falls Hydro Project | Alice Falls Corp |  | 44.5192 | -73.4648 | Keeseville | Clinton | New York | 12944 | Route 9 | 2.2 | 2.2 | Hidroeléctrica | Hidroeléctrica | 0 | 0 | 0 | 0 | 2.2 | 0 | 0 | 0 | 0 | 0 | 0 | 0 | EIA-860, EIA-860M and EIA-923 | 201603
Estados Unidos | BJ Gas Recovery | WM Renewable Energy LLC |  | 33.93 | -84.2378 | Norcross | Gwinnett | Georgia | 30071 | 6461 Corley Road | 1.6 | 1.6 | Biomasa | Biomasa | 0 | 0 | 0 | 0 | 0 | 0 | 0 | 0 | 0 | 0 | 1.6 | 0 | EIA-860, EIA-860M and EIA-923 | 201603
Estados Unidos | Dry Creek Project | Dry Creek LLC |  | 44.0274 | -112.719 | Howe | Butte | Idaho | 83244 | Highway 22 | 2.2 | 2.2 | Hidroeléctrica | Hidroeléctrica | 0 | 0 | 0 | 0 | 2.2 | 0 | 0 | 0 | 0 | 0 | 0 | 0 | EIA-860, EIA-860M and EIA-923 | 201603
Estados Unidos | Stillwater Hydro Electric Project | GR Catalyst One, LLC |  | 42.9375 | -73.6544 | Stillwater | Saratoga | New York | 12170 | 104 Hudson Street | 3.4 | 3.4 | Hidroeléctrica | Hidroeléctrica | 0 | 0 | 0 | 0 | 3.4 | 0 | 0 | 0 | 0 | 0 | 0 | 0 | EIA-860, EIA-860M and EIA-923 | 201603
Estados Unidos | Cadillac Renewable Energy | Cadillac Renewable Energy LLC |  | 44.2617 | -85.4352 | Cadilliac | Wexford | Michigan | 49601 | 1525 Miltner St. | 38 | 38 | Biomasa | Biomasa | 0 | 0 | 0 | 0 | 0 | 0 | 0 | 0 | 0 | 0 | 38 | 0 | EIA-860, EIA-860M and EIA-923 | 201603
Estados Unidos | Rollinsford | Consolidated Hydro NH Inc |  | 43.2361 | -70.8172 | Rollinsford | Strafford | New Hampshire | 03869 | Front Street | 1.4 | 1.4 | Hidroeléctrica | Hidroeléctrica | 0 | 0 | 0 | 0 | 1.4 | 0 | 0 | 0 | 0 | 0 | 0 | 0 | EIA-860, EIA-860M and EIA-923 | 201603
Estados Unidos | Gaylord Container Bogalusa | Temple-Inland Corp |  | 30.7811 | -89.8575 | Bogalusa | Washington | Louisiana | 70427 | 401 Avenue U | 91.8 | 91.8 | Biomasa | Biomasa | 0 | 0 | 0 | 0 | 0 | 0 | 0 | 0 | 0 | 0 | 91.8 | 0 | EIA-860, EIA-860M and EIA-923 | 201603
Estados Unidos | Alabama Pine Pulp | Alabama River Cellulose LLC |  | 31.5825 | -87.4889 | Perdue Hill | Monroe | Alabama | 36470 | 2373 Lena Landegger Hwy. Co Rd | 64.2 | 64.2 | Biomasa | Biomasa | 0 | 0 | 0 | 0 | 0 | 0 | 0 | 0 | 0 | 0 | 64.2 | 0 | EIA-860, EIA-860M and EIA-923 | 201603
Estados Unidos | EDF Renewable Windfarm V Inc | EDF Renewable Asset Holdings, Inc. |  | 38.1167 | -121.833 | Birds Landing | Solano | California | 94512 | 6523 Montezuma Hills Road | 15.5 | 15.5 | Eólica | Eólica | 0 | 0 | 0 | 0 | 0 | 0 | 0 | 0 | 15.5 | 0 | 0 | 0 | EIA-860, EIA-860M and EIA-923 | 201603
Estados Unidos | San Gorgonio Windplant WPP1993 | FPL Energy Operating Services, Inc. |  | 33.9228 | -116.542 | North Palm Springs | Riverside | California | 92258 | 62125 | 49.5 | 49.5 | Eólica | Eólica | 0 | 0 | 0 | 0 | 0 | 0 | 0 | 0 | 49.5 | 0 | 0 | 0 | EIA-860, EIA-860M and EIA-923 | 201603
Estados Unidos | Graniteville Enterprise Division | Augusta Canal Authority |  | 33.477 | -81.9827 | Augusta | Richmond | Georgia | 30901 | 1450 Greene Street, Suite 400 | 1 | 1 | Hidroeléctrica | Hidroeléctrica | 0 | 0 | 0 | 0 | 1 | 0 | 0 | 0 | 0 | 0 | 0 | 0 | EIA-860, EIA-860M and EIA-923 | 201603
Estados Unidos | Riverwood International Macon Mill | Riverwood Intl USA Inc |  | 32.7714 | -83.6281 | Macon | Bibb | Georgia | 31206 | 100 Graphic Packaging Intl Way | 79.5 | 79.5 | Biomasa | Biomasa | 0 | 0 | 0 | 0 | 0 | 0 | 0 | 0 | 0 | 0 | 79.5 | 0 | EIA-860, EIA-860M and EIA-923 | 201603
Estados Unidos | Mt Lassen Power | Covanta Energy Americas, Inc. |  | 40.2969 | -121.018 | Westwood | Lassen | California | 96013 | 1/2 mi W of Town,County Rd A21 | 10.5 | 10.5 | Biomasa | Biomasa | 0 | 0 | 0 | 0 | 0 | 0 | 0 | 0 | 0 | 0 | 10.5 | 0 | EIA-860, EIA-860M and EIA-923 | 201603
Estados Unidos | Pacific Oroville Power Inc | Covanta Energy Americas, Inc. |  | 39.4804 | -121.566 | Oroville | Butte | California | 95965 | 3050 South Fifth Avenue | 16.6 | 16.6 | Biomasa | Biomasa | 0 | 0 | 0 | 0 | 0 | 0 | 0 | 0 | 0 | 0 | 16.6 | 0 | EIA-860, EIA-860M and EIA-923 | 201603
Estados Unidos | Mascoma Hydro | Mascoma Hydro Corp |  | 43.6334 | -72.3172 | W. Lebanon | Grafton | New Hampshire | 03766 | Rte. 12A & Benning Street | 1.5 | 1.5 | Hidroeléctrica | Hidroeléctrica | 0 | 0 | 0 | 0 | 1.5 | 0 | 0 | 0 | 0 | 0 | 0 | 0 | EIA-860, EIA-860M and EIA-923 | 201603
Estados Unidos | Blind Canyon Hydro | Blind Canyon Aqua Ranch Inc |  | 42.6998 | -114.823 | Wendell | Gooding | Idaho | 83355 | 1424 Bob Barton Road | 1.3 | 1.3 | Hidroeléctrica | Hidroeléctrica | 0 | 0 | 0 | 0 | 1.3 | 0 | 0 | 0 | 0 | 0 | 0 | 0 | EIA-860, EIA-860M and EIA-923 | 201603
Estados Unidos | Sierra Pacific Sonora | Sierra Pacific Industries Inc |  | 37.9664 | -120.318 | Standard | Tuolumne | California | 95370 | 14980 Camage Road | 6 | 6 | Biomasa | Biomasa | 0 | 0 | 0 | 0 | 0 | 0 | 0 | 0 | 0 | 0 | 6 | 0 | EIA-860, EIA-860M and EIA-923 | 201603
Estados Unidos | Village Creek Water Reclamation Facility | Ft Worth City of |  | 32.7751 | -97.1421 | Arlington | Tarrant | Texas | 76012 | 4500 Wilma Lane | 10.2 | 8.4 | Biomasa | Biomasa | 0 | 1.8 | 0 | 0 | 0 | 0 | 0 | 0 | 0 | 0 | 8.4 | 0 | EIA-860, EIA-860M and EIA-923 | 201603
Estados Unidos | Horseshoe Bend Hydroelectric Co | Horseshoe Bend Hydroelectric Co |  | 43.9041 | -116.244 | Horseshoe Bend | Boise | Idaho | 83629 | Highway 52, by Kennedy Lane | 9.4 | 9.4 | Hidroeléctrica | Hidroeléctrica | 0 | 0 | 0 | 0 | 9.4 | 0 | 0 | 0 | 0 | 0 | 0 | 0 | EIA-860, EIA-860M and EIA-923 | 201603
Estados Unidos | Kankakee Hydro Facility | Kankakee City of |  | 41.1128 | -87.8681 | Kankakee | Kankakee | Illinois | 60901 | 175 W. Water Street | 1.2 | 1.2 | Hidroeléctrica | Hidroeléctrica | 0 | 0 | 0 | 0 | 1.2 | 0 | 0 | 0 | 0 | 0 | 0 | 0 | EIA-860, EIA-860M and EIA-923 | 201603
Estados Unidos | ReEnergy Lyonsdale Biomass | ReEnergy Biomass LLC |  | 43.618 | -75.3054 | Lyons Falls | Lewis | New York | 13368 | 3823 Marmon Road | 19 | 19 | Biomasa | Biomasa | 0 | 0 | 0 | 0 | 0 | 0 | 0 | 0 | 0 | 0 | 19 | 0 | EIA-860, EIA-860M and EIA-923 | 201603
Estados Unidos | Wheelabrator Ridge Energy | Wheelabrator Environmental Systems |  | 28.0274 | -81.8475 | Auburndale | Polk | Florida | 33823 | 3131 K-Ville Avenue | 47.1 | 47.1 | Biomasa | Biomasa | 0 | 0 | 0 | 0 | 0 | 0 | 0 | 0 | 0 | 0 | 47.1 | 0 | EIA-860, EIA-860M and EIA-923 | 201603
Estados Unidos | Sumpter Energy Associates | LES Project Holdings LLC |  | 42.1781 | -83.4853 | Belleville | Wayne | Michigan | 48111 | 26981 Elwell Road | 12 | 12 | Biomasa | Biomasa | 0 | 0 | 0 | 0 | 0 | 0 | 0 | 0 | 0 | 0 | 12 | 0 | EIA-860, EIA-860M and EIA-923 | 201603
Estados Unidos | Venice Resources Gas Recovery | WM Renewable Energy LLC |  | 42.985 | -83.9764 | Lennon | Shiawassee | Michigan | 48449 | 9536 Lennon Road | 1.6 | 1.6 | Biomasa | Biomasa | 0 | 0 | 0 | 0 | 0 | 0 | 0 | 0 | 0 | 0 | 1.6 | 0 | EIA-860, EIA-860M and EIA-923 | 201603
Estados Unidos | Longfalls Facility | Ampersand Long Falls Hydro, LLC |  | 43.9808 | -75.6247 | West Carthage | Jefferson | New York | 13619 | Lathrop Street | 3 | 3 | Hidroeléctrica | Hidroeléctrica | 0 | 0 | 0 | 0 | 3 | 0 | 0 | 0 | 0 | 0 | 0 | 0 | EIA-860, EIA-860M and EIA-923 | 201603
Estados Unidos | Granger Electric Generating Station #1 | Granger Electric Co |  | 42.8153 | -84.5075 | Lansing | Clinton | Michigan | 48906 | 16800 Wood Road | 8 | 8 | Biomasa | Biomasa | 0 | 0 | 0 | 0 | 0 | 0 | 0 | 0 | 0 | 0 | 8 | 0 | EIA-860, EIA-860M and EIA-923 | 201603
Estados Unidos | Spicer Meadow Project | Northern California Power Agny |  | 38.3914 | -120.001 | Murphys | Tuolumne | California | 95247 | 477 Bret Hart Drive | 5.5 | 5.5 | Hidroeléctrica | Hidroeléctrica | 0 | 0 | 0 | 0 | 5.5 | 0 | 0 | 0 | 0 | 0 | 0 | 0 | EIA-860, EIA-860M and EIA-923 | 201603
Estados Unidos | Collierville Powerhouse | Northern California Power Agny |  | 38.1446 | -120.381 | Murphys | Calaveras | California | 92547 | 477 Bret hart Drive | 253 | 253 | Hidroeléctrica | Hidroeléctrica | 0 | 0 | 0 | 0 | 253 | 0 | 0 | 0 | 0 | 0 | 0 | 0 | EIA-860, EIA-860M and EIA-923 | 201603
Estados Unidos | Hazelton B Hydro | Hazelton/Wilson Joint Venture |  | 42.6051 | -114.093 | Hazelton | Jerome | Idaho | 83335 | 2832 State Highway 25 | 7.6 | 7.6 | Hidroeléctrica | Hidroeléctrica | 0 | 0 | 0 | 0 | 7.6 | 0 | 0 | 0 | 0 | 0 | 0 | 0 | EIA-860, EIA-860M and EIA-923 | 201603
Estados Unidos | Longview Fibre | Longview Fibre Co |  | 46.1039 | -122.918 | Longview | Cowlitz | Washington | 98632 | 300 Fibre Way | 57 | 57 | Biomasa | Biomasa | 0 | 0 | 0 | 0 | 0 | 0 | 0 | 0 | 0 | 0 | 57 | 0 | EIA-860, EIA-860M and EIA-923 | 201603
Estados Unidos | MM Yolo Power | MM Yolo Power LLC |  | 38.6794 | -121.764 | Woodland | Yolo | California | 95776 | 44090 Road 28H, Box #3 | 2.5 | 2.5 | Biomasa | Biomasa | 0 | 0 | 0 | 0 | 0 | 0 | 0 | 0 | 0 | 0 | 2.5 | 0 | EIA-860, EIA-860M and EIA-923 | 201603
Estados Unidos | Bayville Central Facility | Ocean County Utilities Auth |  | 39.9094 | -74.178 | Bayville | Ocean | New Jersey | 08721 | 501 Hickory Lane | 7.1 | 1.1 | Petróleo | Biomasa | 0 | 0 | 6 | 0 | 0 | 0 | 0 | 0.2 | 0 | 0 | 0.9 | 0 | EIA-860, EIA-860M and EIA-923 | 201603
Estados Unidos | Lochmere Hydroelectric Plant | Eagle Creek RE LLC |  | 43.4732 | -71.5336 | Lochmere | Belknap | New Hampshire | 03220 | Street address not available | 1.2 | 1.2 | Hidroeléctrica | Hidroeléctrica | 0 | 0 | 0 | 0 | 1.2 | 0 | 0 | 0 | 0 | 0 | 0 | 0 | EIA-860, EIA-860M and EIA-923 | 201603
Estados Unidos | Wappinger Falls Hydroelectric | Windsor Machinery Co Inc |  | 41.5984 | -73.922 | Wappinger Falls | Dutchess | New York | 12590 | Bldg.28 market street industri | 2 | 2 | Hidroeléctrica | Hidroeléctrica | 0 | 0 | 0 | 0 | 2 | 0 | 0 | 0 | 0 | 0 | 0 | 0 | EIA-860, EIA-860M and EIA-923 | 201603
Estados Unidos | Curtis Palmer Hydroelectric | Palmer Hydroelectric |  | 43.2469 | -73.8281 | Corinth | Saratoga | New York | 12822 | 15 Pine Street | 59.6 | 59.6 | Hidroeléctrica | Hidroeléctrica | 0 | 0 | 0 | 0 | 59.6 | 0 | 0 | 0 | 0 | 0 | 0 | 0 | EIA-860, EIA-860M and EIA-923 | 201603
Estados Unidos | Ingredion Winston Salem | Ingredion Inc - Winston Salem |  | 36.0338 | -80.2274 | Winston-Salem | Forsyth | North Carolina | 27107 | 4501 Overdale Road | 7 | 7 | Biomasa | Biomasa | 0 | 0 | 0 | 0 | 0 | 0 | 0 | 0 | 0 | 0 | 7 | 0 | EIA-860, EIA-860M and EIA-923 | 201603
Estados Unidos | Pinetree Power Fitchburg | Pinetree Power Fitchburg Inc |  | 42.5428 | -71.8528 | Westminster | Worcester | Massachusetts | 01473 | 2 Rowtier Drive | 16 | 16 | Biomasa | Biomasa | 0 | 0 | 0 | 0 | 0 | 0 | 0 | 0 | 0 | 0 | 16 | 0 | EIA-860, EIA-860M and EIA-923 | 201603
Estados Unidos | Central District Wastewater Treat Plant | Miami Dade Water & Sewer Dept |  | 25.7479 | -80.1507 | Miami | Miami Dade | Florida | 33131 | 3989 Rickenbacker cswy | 4.8 | 4.8 | Biomasa | Biomasa | 0 | 0 | 0 | 0 | 0 | 0 | 0 | 0 | 0 | 0 | 4.8 | 0 | EIA-860, EIA-860M and EIA-923 | 201603
Estados Unidos | South District Wastewater Treatment Plt | Miami Dade Water & Sewer Dept |  | 25.5664 | -80.3325 | Miami | Miami Dade | Florida | 33190 | 8950 SW 232 St | 8 | 8 | Biomasa | Biomasa | 0 | 0 | 0 | 0 | 0 | 0 | 0 | 0 | 0 | 0 | 8 | 0 | EIA-860, EIA-860M and EIA-923 | 201603
Estados Unidos | Covanta Plymouth Renewable Energy | Covanta Plymouth Renewable Energy L P |  | 40.0967 | -75.3103 | Conshohocken | Montgomery | Pennsylvania | 19428 | 1155 Conshohocken Road | 28 | 28 | Biomasa | Biomasa | 0 | 0 | 0 | 0 | 0 | 0 | 0 | 0 | 0 | 0 | 28 | 0 | EIA-860, EIA-860M and EIA-923 | 201603
Estados Unidos | Mt Poso Cogeneration | Mt Poso Cogeneration Co |  | 35.5763 | -119.006 | Bakersfield | Kern | California | 93308 | 36157 Famoso Woody Road | 42.4 | 42.4 | Biomasa | Biomasa | 0 | 0 | 0 | 0 | 0 | 0 | 0 | 0 | 0 | 0 | 42.4 | 0 | EIA-860, EIA-860M and EIA-923 | 201603
Estados Unidos | Okeelanta Cogeneration | New Hope Power Company |  | 26.5769 | -80.7469 | South Bay | Palm Beach | Florida | 33493 | 8001 Highway 27 South | 104.9 | 104.9 | Biomasa | Biomasa | 0 | 0 | 0 | 0 | 0 | 0 | 0 | 0 | 0 | 0 | 104.9 | 0 | EIA-860, EIA-860M and EIA-923 | 201603
Estados Unidos | Johnsonburg Mill | Domtar LLC |  | 41.4915 | -78.6758 | Johnsonburg | Elk | Pennsylvania | 15845 | 100 Center Street | 49 | 49 | Biomasa | Biomasa | 0 | 0 | 0 | 0 | 0 | 0 | 0 | 0 | 0 | 0 | 49 | 0 | EIA-860, EIA-860M and EIA-923 | 201603
Estados Unidos | Berlin Gorham | Great Lakes Hydro America LLC |  | 44.3889 | -71.1645 | Berlin | Coos | New Hampshire | 03570 | 972 Main Street | 30.4 | 30.4 | Hidroeléctrica | Hidroeléctrica | 0 | 0 | 0 | 0 | 30.4 | 0 | 0 | 0 | 0 | 0 | 0 | 0 | EIA-860, EIA-860M and EIA-923 | 201603
Estados Unidos | TPC Windfarms LLC | Terra-Gen Operating Co LLC |  | 35.05 | -118.257 | Mojave | Kern | California | 93501 | 7021 Oak Creek Road | 28.7 | 28.7 | Eólica | Eólica | 0 | 0 | 0 | 0 | 0 | 0 | 0 | 0 | 28.7 | 0 | 0 | 0 | EIA-860, EIA-860M and EIA-923 | 201603
Estados Unidos | Swanmill Windfarm I | Mark Technologies Corp |  | 33.9211 | -116.564 | N. Palm Springs | Riverside | California | 92264 | intst. 10 & Whitewater Canyon | 18.7 | 18.7 | Eólica | Eólica | 0 | 0 | 0 | 0 | 0 | 0 | 0 | 0 | 18.7 | 0 | 0 | 0 | EIA-860, EIA-860M and EIA-923 | 201603
Estados Unidos | Kanaka | STS Hydropower Ltd |  | 39.5589 | -121.296 | Oroville | Butte | California | 00030 | 1301 Lumpkin Road | 1.1 | 1.1 | Hidroeléctrica | Hidroeléctrica | 0 | 0 | 0 | 0 | 1.1 | 0 | 0 | 0 | 0 | 0 | 0 | 0 | EIA-860, EIA-860M and EIA-923 | 201603
Estados Unidos | Kekawaka Power House | STS Hydropower Ltd |  | 40.0941 | -123.509 | Mirinda-95553 | Trinity | California | 95495 | 4195 Bear Butte Road | 4.9 | 4.9 | Hidroeléctrica | Hidroeléctrica | 0 | 0 | 0 | 0 | 4.9 | 0 | 0 | 0 | 0 | 0 | 0 | 0 | EIA-860, EIA-860M and EIA-923 | 201603
Estados Unidos | Schoolfield Dam | STS HydroPower Ltd-Schoolfield Dam |  | 36.5768 | -79.4325 | Danville | Pittsylvania | Virginia | 24541 | 1936 Memorial Drive | 4.5 | 4.5 | Hidroeléctrica | Hidroeléctrica | 0 | 0 | 0 | 0 | 4.5 | 0 | 0 | 0 | 0 | 0 | 0 | 0 | EIA-860, EIA-860M and EIA-923 | 201603
Estados Unidos | International Paper Riegelwood Mill | International Paper Co-Riegelwood |  | 34.3533 | -78.2137 | Riegelwood | Columbus | North Carolina | 28456 | 865 John L Riegel Road | 60.6 | 60.6 | Biomasa | Biomasa | 0 | 0 | 0 | 0 | 0 | 0 | 0 | 0 | 0 | 0 | 60.6 | 0 | EIA-860, EIA-860M and EIA-923 | 201603
Estados Unidos | Kankakee Gas Recovery | WM Illinois Renewable Energy LLC |  | 41.0333 | -87.8678 | Chebanse | Kankakee | Illinois | 60922 | 180 E. 6000 South Road | 1.6 | 1.6 | Biomasa | Biomasa | 0 | 0 | 0 | 0 | 0 | 0 | 0 | 0 | 0 | 0 | 1.6 | 0 | EIA-860, EIA-860M and EIA-923 | 201603
Estados Unidos | Pheasant Run Landfill Gas Recovery | WM Renewable Energy LLC |  | 42.5825 | -88.0436 | Bristol | Kenosha | Wisconsin | 53104 | 19414 60th Street | 8.8 | 8.8 | Biomasa | Biomasa | 0 | 0 | 0 | 0 | 0 | 0 | 0 | 0 | 0 | 0 | 8.8 | 0 | EIA-860, EIA-860M and EIA-923 | 201603
Estados Unidos | Woodland Landfill Gas Recovery | WM Illinois Renewable Energy LLC |  | 41.9786 | -88.2975 | South Elgin | Kane | Illinois | 60177 | 7 N. 500 Route 25 | 4.8 | 4.8 | Biomasa | Biomasa | 0 | 0 | 0 | 0 | 0 | 0 | 0 | 0 | 0 | 0 | 4.8 | 0 | EIA-860, EIA-860M and EIA-923 | 201603
Estados Unidos | Turnkey Landfill Gas Recovery | WM Renewable Energy LLC |  | 43.2416 | -70.9664 | Rochester | Strafford | New Hampshire | 03839 | 30 Rochester Neck Road | 9 | 9 | Biomasa | Biomasa | 0 | 0 | 0 | 0 | 0 | 0 | 0 | 0 | 0 | 0 | 9 | 0 | EIA-860, EIA-860M and EIA-923 | 201603
Estados Unidos | Steamboat II | Steamboat Development Corp |  | 39.3951 | -119.747 | Reno | Washoe | Nevada | 89521 | 1010 Power Plant Dr | 10.8 | 10.8 | Geotérmica | Geotérmica | 0 | 0 | 0 | 0 | 0 | 0 | 0 | 0 | 0 | 10.8 | 0 | 0 | EIA-860, EIA-860M and EIA-923 | 201603
Estados Unidos | Steamboat III | Steamboat Development Corp |  | 39.3951 | -119.747 | Reno | Washoe | Nevada | 89521 | 1010 Power Plant Dr | 10.8 | 10.8 | Geotérmica | Geotérmica | 0 | 0 | 0 | 0 | 0 | 0 | 0 | 0 | 0 | 10.8 | 0 | 0 | EIA-860, EIA-860M and EIA-923 | 201603
Estados Unidos | Falls River Hydro | Marysville Hydro Partners |  | 44.0597 | -111.354 | Ashton | Fremont | Idaho | 83420 | 1238 N. 4000 East | 9 | 9 | Hidroeléctrica | Hidroeléctrica | 0 | 0 | 0 | 0 | 9 | 0 | 0 | 0 | 0 | 0 | 0 | 0 | EIA-860, EIA-860M and EIA-923 | 201603
Estados Unidos | Spartanburg Water System | Spartanburg Commissioners PW |  | 35.1103 | -81.9675 | Chesnee | Spartanburg | South Carolina | 29323 | 390 Spartanburg Water Works Rd | 4.3 | 1 | Petróleo | Hidroeléctrica | 0 | 0 | 3.3 | 0 | 1 | 0 | 0 | 0 | 0 | 0 | 0 | 0 | EIA-860, EIA-860M and EIA-923 | 201603
Estados Unidos | Sidney A Murray Jr Hydroelectric | First National Bank-Commerce |  | 31.088 | -91.6189 | Vidalia | Concordia | Louisiana | 71373 | 5707 Hwy. 15 | 192 | 192 | Hidroeléctrica | Hidroeléctrica | 0 | 0 | 0 | 0 | 192 | 0 | 0 | 0 | 0 | 0 | 0 | 0 | EIA-860, EIA-860M and EIA-923 | 201603
Estados Unidos | Boulder City Lakewood Hydro | Boulder City of |  | 40.0111 | -105.335 | Boulder | Boulder | Colorado | 80306 | 1094 Betasso Drive | 3.5 | 3.5 | Hidroeléctrica | Hidroeléctrica | 0 | 0 | 0 | 0 | 3.5 | 0 | 0 | 0 | 0 | 0 | 0 | 0 | EIA-860, EIA-860M and EIA-923 | 201603
Estados Unidos | Boulder City Betasso Hydro Plant | Boulder City of |  | 40.0111 | -105.335 | Boulder | Boulder | Colorado | 80306 | 1094 Betasso Drive | 3 | 3 | Hidroeléctrica | Hidroeléctrica | 0 | 0 | 0 | 0 | 3 | 0 | 0 | 0 | 0 | 0 | 0 | 0 | EIA-860, EIA-860M and EIA-923 | 201603
Estados Unidos | Difwind Farms Ltd I | New Dimension Energy Company, LLC |  | 33.9603 | -116.536 | Palm Springs | Riverside | California | 92258 | Indian AV / I10 | 7.3 | 7.3 | Eólica | Eólica | 0 | 0 | 0 | 0 | 0 | 0 | 0 | 0 | 7.3 | 0 | 0 | 0 | EIA-860, EIA-860M and EIA-923 | 201603
Estados Unidos | Difwind Farms Ltd II | New Dimension Energy Company, LLC |  | 33.9603 | -116.536 | Palm Springs | Riverside | California | 92258 | Indian Av / I10 | 5.4 | 5.4 | Eólica | Eólica | 0 | 0 | 0 | 0 | 0 | 0 | 0 | 0 | 5.4 | 0 | 0 | 0 | EIA-860, EIA-860M and EIA-923 | 201603
Estados Unidos | Difwind Farms Ltd V | New Dimension Energy Company, LLC |  | 33.9211 | -116.564 | Palm Springs | Riverside | California | 92258 | Indian Avenue (s of railroad) | 11.6 | 11.6 | Eólica | Eólica | 0 | 0 | 0 | 0 | 0 | 0 | 0 | 0 | 11.6 | 0 | 0 | 0 | EIA-860, EIA-860M and EIA-923 | 201603
Estados Unidos | Difwind Farms Ltd VI | EDF Renewable Asset Holdings, Inc. |  | 35.0506 | -118.171 | Mojave | Kern | California | 93501 | 7021 Oak Creek Road | 25.3 | 25.3 | Eólica | Eólica | 0 | 0 | 0 | 0 | 0 | 0 | 0 | 0 | 25.3 | 0 | 0 | 0 | EIA-860, EIA-860M and EIA-923 | 201603
Estados Unidos | Thundermist Hydro | Woonsocket City of |  | 41.999 | -71.5174 | Providence | Providence | Rhode Island | 02895 | 118 South Main St | 1.1 | 1.1 | Hidroeléctrica | Hidroeléctrica | 0 | 0 | 0 | 0 | 1.1 | 0 | 0 | 0 | 0 | 0 | 0 | 0 | EIA-860, EIA-860M and EIA-923 | 201603
Estados Unidos | Heber Geothermal | ORCAL Geothermal, Inc |  | 32.7146 | -115.518 | Heber | Imperial | California | 92249 | 895 Pitzer Road | 45.5 | 45.5 | Geotérmica | Geotérmica | 0 | 0 | 0 | 0 | 0 | 0 | 0 | 0 | 0 | 45.5 | 0 | 0 | EIA-860, EIA-860M and EIA-923 | 201603
Estados Unidos | Lower Beaver Falls Project | Eagle Creek RE LLC |  | 43.8844 | -75.4306 | Beaver Falls | Lewis | New York | 13620 | 9692 NYS Rt.126 | 1 | 1 | Hidroeléctrica | Hidroeléctrica | 0 | 0 | 0 | 0 | 1 | 0 | 0 | 0 | 0 | 0 | 0 | 0 | EIA-860, EIA-860M and EIA-923 | 201603
Estados Unidos | Metro Methane Recovery Facility | WM Renewable Energy LLC |  | 41.5989 | -93.355 | Mitchellville | Polk | Iowa | 50169 | 12161 12th Street NE | 11.2 | 11.2 | Biomasa | Biomasa | 0 | 0 | 0 | 0 | 0 | 0 | 0 | 0 | 0 | 0 | 11.2 | 0 | EIA-860, EIA-860M and EIA-923 | 201603
Estados Unidos | Warm Springs Power Enterprises | Warm Springs Power Enterprises |  | 44.7242 | -121.248 | Warm Springs | Jefferson | Oregon | 97761 | 5180 Jackson Trail Road | 18.5 | 18.5 | Hidroeléctrica | Hidroeléctrica | 0 | 0 | 0 | 0 | 18.5 | 0 | 0 | 0 | 0 | 0 | 0 | 0 | EIA-860, EIA-860M and EIA-923 | 201603
Estados Unidos | I 95 Landfill Phase II | LES Project Holdings LLC |  | 38.6892 | -77.2375 | Lorton | Fairfax | Virginia | 22079 | 9898B Furnace Raod | 3.2 | 3.2 | Biomasa | Biomasa | 0 | 0 | 0 | 0 | 0 | 0 | 0 | 0 | 0 | 0 | 3.2 | 0 | EIA-860, EIA-860M and EIA-923 | 201603
Estados Unidos | Ormesa II | Ormat Nevada Inc |  | 32.7881 | -115.248 | Holtville | Imperial | California | 92250 | 3300 East Evan Hewes Highway | 20 | 20 | Geotérmica | Geotérmica | 0 | 0 | 0 | 0 | 0 | 0 | 0 | 0 | 0 | 20 | 0 | 0 | EIA-860, EIA-860M and EIA-923 | 201603
Estados Unidos | Taylor Draw Hydroelectric Facility | Rio Blanco Water Conserv Dist |  | 40.1063 | -108.711 | Rangely | Rio Blanco | Colorado | 81648 | 24545 Hwy 64 East | 2 | 2 | Hidroeléctrica | Hidroeléctrica | 0 | 0 | 0 | 0 | 2 | 0 | 0 | 0 | 0 | 0 | 0 | 0 | EIA-860, EIA-860M and EIA-923 | 201603
Estados Unidos | Wheelabrator Falls | Wheelabrator Environmental Systems |  | 40.1626 | -74.7682 | Morrisville | Bucks | Pennsylvania | 19067 | 1201 New Ford Mill Road | 46 | 46 | Biomasa | Biomasa | 0 | 0 | 0 | 0 | 0 | 0 | 0 | 0 | 0 | 0 | 46 | 0 | EIA-860, EIA-860M and EIA-923 | 201603
Estados Unidos | Coram Tehachapi | Coram Tehachapi LP |  | 35.0663 | -118.339 | Tehachapi | Kern | California | 93501 | 6703 Oak creek Road | 6.5 | 6.5 | Eólica | Eólica | 0 | 0 | 0 | 0 | 0 | 0 | 0 | 0 | 6.5 | 0 | 0 | 0 | EIA-860, EIA-860M and EIA-923 | 201603
Estados Unidos | Genesee Power Station LP | CMS Generation Operating LLC |  | 43.0851 | -83.6694 | Flint | Genesee | Michigan | 48505 | 5310 N Dort Hwy | 35 | 35 | Biomasa | Biomasa | 0 | 0 | 0 | 0 | 0 | 0 | 0 | 0 | 0 | 0 | 35 | 0 | EIA-860, EIA-860M and EIA-923 | 201603
Estados Unidos | Weyerhaeuser Pine Hill Operations | International Paper Co. |  | 31.9698 | -87.4806 | Pine Hill | Wilcox | Alabama | 36769 | 7616 Hwy 10 West | 74.8 | 74.8 | Biomasa | Biomasa | 0 | 0 | 0 | 0 | 0 | 0 | 0 | 0 | 0 | 0 | 74.8 | 0 | EIA-860, EIA-860M and EIA-923 | 201603
Estados Unidos | Lateral 10 Ventures | Lateral 10 Ventures |  | 42.6474 | -114.89 | Buhl | Twin Falls | Idaho | 83316 | Hwy 30 mile post 194 | 2.3 | 2.3 | Hidroeléctrica | Hidroeléctrica | 0 | 0 | 0 | 0 | 2.3 | 0 | 0 | 0 | 0 | 0 | 0 | 0 | EIA-860, EIA-860M and EIA-923 | 201603
Estados Unidos | Ottawa Generating Station | Granger Electric Co |  | 43.0969 | -85.9489 | Coopersville | Ottawa | Michigan | 49404 | 15362 68th Avenue | 6.4 | 6.4 | Biomasa | Biomasa | 0 | 0 | 0 | 0 | 0 | 0 | 0 | 0 | 0 | 0 | 6.4 | 0 | EIA-860, EIA-860M and EIA-923 | 201603
Estados Unidos | Grand Blanc Generating Station | Granger Electric Co |  | 42.9172 | -83.7286 | Grand Blanc | Genesee | Michigan | 48439 | 2361 West Grand Blanc Road | 7.8 | 7.8 | Biomasa | Biomasa | 0 | 0 | 0 | 0 | 0 | 0 | 0 | 0 | 0 | 0 | 7.8 | 0 | EIA-860, EIA-860M and EIA-923 | 201603
Estados Unidos | Wheelabrator Lisbon | Wheelabrator Environmental Systems |  | 41.5844 | -72.0416 | Lisbon | New London | Connecticut | 06351 | 425 South Burnham Hwy | 14 | 14 | Biomasa | Biomasa | 0 | 0 | 0 | 0 | 0 | 0 | 0 | 0 | 0 | 0 | 14 | 0 | EIA-860, EIA-860M and EIA-923 | 201603
Estados Unidos | Rock-Tenn Mill | WestRock Mill Company, LLC |  | 32.4541 | -87.9759 | Demopolis | Marengo | Alabama | 36732 | 28270 US Hwy 80 | 43.6 | 43.6 | Biomasa | Biomasa | 0 | 0 | 0 | 0 | 0 | 0 | 0 | 0 | 0 | 0 | 43.6 | 0 | EIA-860, EIA-860M and EIA-923 | 201603
Estados Unidos | South Glens Falls Hydroelectric | Boralex Hydro Operations Inc |  | 43.3044 | -73.6399 | South Glens Falls | Saratoga | New York | 12803 | 39 River Street | 13.8 | 13.8 | Hidroeléctrica | Hidroeléctrica | 0 | 0 | 0 | 0 | 13.8 | 0 | 0 | 0 | 0 | 0 | 0 | 0 | EIA-860, EIA-860M and EIA-923 | 201603
Estados Unidos | Suffolk Energy Partners LP | Zapco Energy Tactics Corp |  | 36.7589 | -76.4961 | Suffolk | Suffolk City | Virginia | 23434 | 2 Bob Foeller Drive | 2.8 | 2.8 | Biomasa | Biomasa | 0 | 0 | 0 | 0 | 0 | 0 | 0 | 0 | 0 | 0 | 2.8 | 0 | EIA-860, EIA-860M and EIA-923 | 201603
Estados Unidos | Seneca Energy | Seneca Energy II |  | 42.9281 | -76.8408 | Seneca Falls | Seneca | New York | 13148 | 2121 Route 414 | 17.6 | 17.6 | Biomasa | Biomasa | 0 | 0 | 0 | 0 | 0 | 0 | 0 | 0 | 0 | 0 | 17.6 | 0 | EIA-860, EIA-860M and EIA-923 | 201603
Estados Unidos | Georgia-Pacific Brewton Mill | Georgia-Pacific Brewton LLC |  | 31.077 | -87.1116 | Brewton | Escambia | Alabama | 36426 | Highway 31 South | 36.4 | 36.4 | Biomasa | Biomasa | 0 | 0 | 0 | 0 | 0 | 0 | 0 | 0 | 0 | 0 | 36.4 | 0 | EIA-860, EIA-860M and EIA-923 | 201603
Estados Unidos | Storm Lake 1 | Allete Clean Energy |  | 42.6878 | -95.405 | Alta | Buena Vista | Iowa | 51002 | 5320 50th Street | 109.4 | 109.4 | Eólica | Eólica | 0 | 0 | 0 | 0 | 0 | 0 | 0 | 0 | 109.4 | 0 | 0 | 0 | EIA-860, EIA-860M and EIA-923 | 201603
Estados Unidos | Buffalo Ridge Windplant WPP 1993 | FPL Energy Operating Services, Inc. |  | 44.2168 | -96.2371 | Tyler | Lincoln | Minnesota | 56178 | 33 Ash St. | 21.9 | 21.9 | Eólica | Eólica | 0 | 0 | 0 | 0 | 0 | 0 | 0 | 0 | 21.9 | 0 | 0 | 0 | EIA-860, EIA-860M and EIA-923 | 201603
Estados Unidos | Avalon/Mayo Hydropower | Avalon/Mayo Hydropower LLC |  | 36.4237 | -79.9525 | Mayodan | Rockingham | North Carolina | 27027 | 2325 us 220 bus N. | 1.2 | 1.2 | Hidroeléctrica | Hidroeléctrica | 0 | 0 | 0 | 0 | 1.2 | 0 | 0 | 0 | 0 | 0 | 0 | 0 | EIA-860, EIA-860M and EIA-923 | 201603
Estados Unidos | Mead Coated Board | Mead Coated Board Inc |  | 32.1761 | -85.0272 | Mahrt | Russell | Alabama | 36851 | Hwy 165 S | 108.5 | 87.5 | Biomasa | Biomasa | 0 | 21 | 0 | 0 | 0 | 0 | 0 | 0 | 0 | 0 | 87.5 | 0 | EIA-860, EIA-860M and EIA-923 | 201603
Estados Unidos | Mile 28 Water Power Project | Mi-28 Water Power Project LLC |  | 42.7401 | -114.161 | Eden | Jerome | Idaho | 83303 | 28 Milner Gooding Canal | 1.4 | 1.4 | Hidroeléctrica | Hidroeléctrica | 0 | 0 | 0 | 0 | 1.4 | 0 | 0 | 0 | 0 | 0 | 0 | 0 | EIA-860, EIA-860M and EIA-923 | 201603
Estados Unidos | Wailuku River Hydroelectric | Wailuku Holding Company LLC |  | 19.713 | -155.149 | Hilo | Hawaii | Hawaii | 96720 | Hilo Forest Reserve | 9.8 | 9.8 | Hidroeléctrica | Hidroeléctrica | 0 | 0 | 0 | 0 | 9.8 | 0 | 0 | 0 | 0 | 0 | 0 | 0 | EIA-860, EIA-860M and EIA-923 | 201603
Estados Unidos | Outagamie County Co-Generation Facility | Outagamie Clean Energy Project LLC |  | 44.2869 | -88.3339 | Appleton | Outagamie | Wisconsin | 54911 | 1313 Holland Road, Suite A | 4.8 | 4.8 | Biomasa | Biomasa | 0 | 0 | 0 | 0 | 0 | 0 | 0 | 0 | 0 | 0 | 4.8 | 0 | EIA-860, EIA-860M and EIA-923 | 201603
Estados Unidos | Cox Waste to Energy | Cox Interior Inc |  | 37.3208 | -85.3611 | Campbellsville | Taylor | Kentucky | 42718 | 1001 New Columbia Rd | 3.3 | 3.3 | Biomasa | Biomasa | 0 | 0 | 0 | 0 | 0 | 0 | 0 | 0 | 0 | 0 | 3.3 | 0 | EIA-860, EIA-860M and EIA-923 | 201603
Estados Unidos | MMSD Jones Island Wastewater | Milwaukee Metro Sewerage Dist |  | 43.0214 | -87.9014 | Milwaukee | Milwaukee | Wisconsin | 53207 | 700 E Jones Street | 26.8 | 13.8 | Biomasa | Biomasa | 0 | 13 | 0 | 0 | 0 | 0 | 0 | 0 | 0 | 0 | 13.8 | 0 | EIA-860, EIA-860M and EIA-923 | 201603
Estados Unidos | Greenville Steam | Gallop Power Greenville, LLC |  | 45.4542 | -69.61 | Greenville | Piscataquis | Maine | 04441 | 185 Greenville Steam Road | 16 | 16 | Biomasa | Biomasa | 0 | 0 | 0 | 0 | 0 | 0 | 0 | 0 | 0 | 0 | 16 | 0 | EIA-860, EIA-860M and EIA-923 | 201603
Estados Unidos | Black Creek | Black Creek Hydro Inc |  | 47.5345 | -121.703 | Bellingham | King | Washington | 98226 | 1800 James Street, Suite 201 | 3.7 | 3.7 | Hidroeléctrica | Hidroeléctrica | 0 | 0 | 0 | 0 | 3.7 | 0 | 0 | 0 | 0 | 0 | 0 | 0 | EIA-860, EIA-860M and EIA-923 | 201603
Estados Unidos | Phoenix Hydro Project | Eagle Creek RE LLC |  | 43.2271 | -76.3021 | Phoenix | Oswego | New York | 13135 | 9450 River St | 2.4 | 2.4 | Hidroeléctrica | Hidroeléctrica | 0 | 0 | 0 | 0 | 2.4 | 0 | 0 | 0 | 0 | 0 | 0 | 0 | EIA-860, EIA-860M and EIA-923 | 201603
Estados Unidos | Milstead | Mill Shoals Hydro Co Inc |  | 33.6894 | -83.9903 | Conyers | Rockdale | Georgia | 30012 | Main Street | 1 | 1 | Hidroeléctrica | Hidroeléctrica | 0 | 0 | 0 | 0 | 1 | 0 | 0 | 0 | 0 | 0 | 0 | 0 | EIA-860, EIA-860M and EIA-923 | 201603
Estados Unidos | Dunn Paper | Dunn Paper |  | 44.3364 | -75.5027 | Gouverneur | St Lawrence | New York | 13642 | 4921 Rt.58N | 1 | 1 | Hidroeléctrica | Hidroeléctrica | 0 | 0 | 0 | 0 | 1 | 0 | 0 | 0 | 0 | 0 | 0 | 0 | EIA-860, EIA-860M and EIA-923 | 201603
Estados Unidos | Kimberly Mill | City of Kaukauna |  | 44.2769 | -88.3344 | Appleton | Outagamie | Wisconsin | 54136 | 433 North Main Street | 2.1 | 2.1 | Hidroeléctrica | Hidroeléctrica | 0 | 0 | 0 | 0 | 2.1 | 0 | 0 | 0 | 0 | 0 | 0 | 0 | EIA-860, EIA-860M and EIA-923 | 201603
Estados Unidos | Peoples Generating Station | North American Natural Res |  | 43.2798 | -83.8651 | Ann Arbor | Saginaw | Michigan | 48415 | 4516 Rathbun Road | 2.2 | 2.2 | Biomasa | Biomasa | 0 | 0 | 0 | 0 | 0 | 0 | 0 | 0 | 0 | 0 | 2.2 | 0 | EIA-860, EIA-860M and EIA-923 | 201603
Estados Unidos | Narrows (NC) | Alcoa Power Generating Inc Yadkin Div |  | 35.4189 | -80.0917 | Badin | Stanly | North Carolina | 28009 | 37720 Pine Street | 119 | 119 | Hidroeléctrica | Hidroeléctrica | 0 | 0 | 0 | 0 | 119 | 0 | 0 | 0 | 0 | 0 | 0 | 0 | EIA-860, EIA-860M and EIA-923 | 201603
Estados Unidos | Falls Hydro | Alcoa Power Generating Inc Yadkin Div |  | 35.3944 | -80.0753 | Badin | Stanly | North Carolina | 28009 | 49156 Falls Road | 30 | 30 | Hidroeléctrica | Hidroeléctrica | 0 | 0 | 0 | 0 | 30 | 0 | 0 | 0 | 0 | 0 | 0 | 0 | EIA-860, EIA-860M and EIA-923 | 201603
Estados Unidos | High Rock Hydro | Alcoa Power Generating Inc Yadkin Div |  | 35.6008 | -80.2339 | Denton | Davidson | North Carolina | 28239 | 3344 Bringle Ferry Road | 33 | 33 | Hidroeléctrica | Hidroeléctrica | 0 | 0 | 0 | 0 | 33 | 0 | 0 | 0 | 0 | 0 | 0 | 0 | EIA-860, EIA-860M and EIA-923 | 201603
Estados Unidos | Tuckertown Hydro | Alcoa Power Generating Inc Yadkin Div |  | 35.4856 | -80.1758 | New London | Montgomery | North Carolina | 28127 | 711 Tuckertown Road | 39 | 39 | Hidroeléctrica | Hidroeléctrica | 0 | 0 | 0 | 0 | 39 | 0 | 0 | 0 | 0 | 0 | 0 | 0 | EIA-860, EIA-860M and EIA-923 | 201603
Estados Unidos | Santeetlah | Brookfield Smoky Mountain Hydropower LLC |  | 35.4475 | -83.8639 | Robbinsville | Graham | North Carolina | 28771 | Hwy 129 | 40 | 40 | Hidroeléctrica | Hidroeléctrica | 0 | 0 | 0 | 0 | 40 | 0 | 0 | 0 | 0 | 0 | 0 | 0 | EIA-860, EIA-860M and EIA-923 | 201603
Estados Unidos | Cheoah | Brookfield Smoky Mountain Hydropower LLC |  | 35.4478 | -83.9383 | Tapoco | Graham | North Carolina | 28771 | Hwy 129 | 143 | 143 | Hidroeléctrica | Hidroeléctrica | 0 | 0 | 0 | 0 | 143 | 0 | 0 | 0 | 0 | 0 | 0 | 0 | EIA-860, EIA-860M and EIA-923 | 201603
Estados Unidos | Calderwood | Brookfield Smoky Mountain Hydropower LLC |  | 35.4923 | -83.9806 | Tallassee | Blount | Tennessee | 37878 | 314 Growdon Blvd. | 156 | 156 | Hidroeléctrica | Hidroeléctrica | 0 | 0 | 0 | 0 | 156 | 0 | 0 | 0 | 0 | 0 | 0 | 0 | EIA-860, EIA-860M and EIA-923 | 201603
Estados Unidos | Chilhowee | Brookfield Smoky Mountain Hydropower LLC |  | 35.5453 | -84.0503 | Tallassee | Blount | Tennessee | 37801 | 6102 Calderwood Hwy | 51 | 51 | Hidroeléctrica | Hidroeléctrica | 0 | 0 | 0 | 0 | 51 | 0 | 0 | 0 | 0 | 0 | 0 | 0 | EIA-860, EIA-860M and EIA-923 | 201603
Estados Unidos | Adrian Energy Associates LLC | LES Project Holdings LLC |  | 41.8992 | -84.0411 | Adrian | Lenawee | Michigan | 49221 | 1900 Ogden Highway | 2.4 | 2.4 | Biomasa | Biomasa | 0 | 0 | 0 | 0 | 0 | 0 | 0 | 0 | 0 | 0 | 2.4 | 0 | EIA-860, EIA-860M and EIA-923 | 201603
Estados Unidos | Enderlin | Archer Daniels Midland Co |  | 46.6144 | -97.5765 | Enderlin | Ransom | North Dakota | 58027 | 5525 136th Ave. SE | 9.8 | 9.8 | Biomasa | Biomasa | 0 | 0 | 0 | 0 | 0 | 0 | 0 | 0 | 0 | 0 | 9.8 | 0 | EIA-860, EIA-860M and EIA-923 | 201603
Estados Unidos | Tehachapi Wind Resource II | CalWind Resources Inc |  | 35.1061 | -118.311 | Tehachapi | Kern | California | 93561 | 15001 E Tehachapi Blvd | 21.9 | 21.9 | Eólica | Eólica | 0 | 0 | 0 | 0 | 0 | 0 | 0 | 0 | 21.9 | 0 | 0 | 0 | EIA-860, EIA-860M and EIA-923 | 201603
Estados Unidos | Brent Run Generating Station | Granger Electric Co |  | 43.1767 | -83.9 | Montrose | Genesee | Michigan | 48457 | 8383 Vienna Road | 5.4 | 5.4 | Biomasa | Biomasa | 0 | 0 | 0 | 0 | 0 | 0 | 0 | 0 | 0 | 0 | 5.4 | 0 | EIA-860, EIA-860M and EIA-923 | 201603
Estados Unidos | Twin Bridges LFGTE | Wabash Valley Power Assn, Inc |  | 39.7658 | -86.5208 | Danville | Hendricks | Indiana | 46122 | 123 Twin Bridges Road | 12.8 | 12.8 | Biomasa | Biomasa | 0 | 0 | 0 | 0 | 0 | 0 | 0 | 0 | 0 | 0 | 12.8 | 0 | EIA-860, EIA-860M and EIA-923 | 201603
Estados Unidos | Prairie View I & II LFGTE | Wabash Valley Power Assn, Inc |  | 41.4936 | -86.1658 | Wyatt | St Joseph | Indiana | 46595 | 15505 Shively | 6.4 | 6.4 | Biomasa | Biomasa | 0 | 0 | 0 | 0 | 0 | 0 | 0 | 0 | 0 | 0 | 6.4 | 0 | EIA-860, EIA-860M and EIA-923 | 201603
Estados Unidos | Ridgetop | Terra-Gen Operating Co LLC |  | 35.0697 | -118.317 | Mojave | Kern | California | 93501 | 10315 Oak Creek Road | 46.9 | 46.9 | Eólica | Eólica | 0 | 0 | 0 | 0 | 0 | 0 | 0 | 0 | 46.9 | 0 | 0 | 0 | EIA-860, EIA-860M and EIA-923 | 201603
Estados Unidos | Keystone Recovery | Keystone Recovery Inc |  | 41.4363 | -75.5984 | Throop | Lackawanna | Pennsylvania | 18512 | 1150 Keystone Industrial Park | 4.9 | 4.9 | Biomasa | Biomasa | 0 | 0 | 0 | 0 | 0 | 0 | 0 | 0 | 0 | 0 | 4.9 | 0 | EIA-860, EIA-860M and EIA-923 | 201603
Estados Unidos | Harford Waste to Energy Facility | Energy Recovery Operations, Inc |  | 39.4039 | -76.3172 | Joppa | Harford | Maryland | 21085 | Magnolia Road | 1.1 | 1.1 | Biomasa | Biomasa | 0 | 0 | 0 | 0 | 0 | 0 | 0 | 0 | 0 | 0 | 1.1 | 0 | EIA-860, EIA-860M and EIA-923 | 201603
Estados Unidos | EKS Landfill | WM Renewable Energy LLC |  | 44.7806 | -93.3094 | Burnsville | Dakota | Minnesota | 55337 | 1020 West Cliff Road | 4.5 | 4.5 | Biomasa | Biomasa | 0 | 0 | 0 | 0 | 0 | 0 | 0 | 0 | 0 | 0 | 4.5 | 0 | EIA-860, EIA-860M and EIA-923 | 201603
Estados Unidos | CT Resource Rec Authority Facility | NAES Corp |  | 41.7505 | -72.653 | Hartford | Hartford | Connecticut | 06114 | Reserve Road - Gate 20 | 59.4 | 59.4 | Biomasa | Biomasa | 0 | 0 | 0 | 0 | 0 | 0 | 0 | 0 | 0 | 0 | 59.4 | 0 | EIA-860, EIA-860M and EIA-923 | 201603
Estados Unidos | Monterey Regional Water Cogen Facility | MRWPCA |  | 36.7056 | -121.771 | Marina | Monterey | California | 93933 | 14811 Del Monte Blvd | 1.8 | 1.8 | Biomasa | Biomasa | 0 | 0 | 0 | 0 | 0 | 0 | 0 | 0 | 0 | 0 | 1.8 | 0 | EIA-860, EIA-860M and EIA-923 | 201603
Estados Unidos | Hudson Falls Hydroelectric Project | Boralex Hydro Operations Inc |  | 43.2958 | -73.5956 | South Glens Falls | Saratoga | New York | 12803 | 47 Hudson Falls Road | 44 | 44 | Hidroeléctrica | Hidroeléctrica | 0 | 0 | 0 | 0 | 44 | 0 | 0 | 0 | 0 | 0 | 0 | 0 | EIA-860, EIA-860M and EIA-923 | 201603
Estados Unidos | Deercroft I & II LFGTE | Wabash Valley Power Assn, Inc |  | 41.6514 | -86.9036 | Michigan City | LaPorte | Indiana | 46360 | 10501 W. 300 N. | 6.4 | 6.4 | Biomasa | Biomasa | 0 | 0 | 0 | 0 | 0 | 0 | 0 | 0 | 0 | 0 | 6.4 | 0 | EIA-860, EIA-860M and EIA-923 | 201603
Estados Unidos | Dixon Hydroelectric Dam | STS Hydropower Ltd |  | 41.8453 | -89.4813 | Dixon | Lee | Illinois | 61021 | 201 East River Street | 3 | 3 | Hidroeléctrica | Hidroeléctrica | 0 | 0 | 0 | 0 | 3 | 0 | 0 | 0 | 0 | 0 | 0 | 0 | EIA-860, EIA-860M and EIA-923 | 201603
Estados Unidos | Sauder Power Plant | Sauder Woodworking Co |  | 41.5152 | -84.2935 | Archbold | Fulton | Ohio | 43502 | 820 West Barre Road | 7.2 | 7.2 | Biomasa | Biomasa | 0 | 0 | 0 | 0 | 0 | 0 | 0 | 0 | 0 | 0 | 7.2 | 0 | EIA-860, EIA-860M and EIA-923 | 201603
Estados Unidos | Big Spring Wind Power Facility | Terra-Gen Operating Co LLC |  | 32.2075 | -101.388 | Big Spring | Howard | Texas | 79720 | 3300 South Moss Lake Rd | 34.3 | 34.3 | Eólica | Eólica | 0 | 0 | 0 | 0 | 0 | 0 | 0 | 0 | 34.3 | 0 | 0 | 0 | EIA-860, EIA-860M and EIA-923 | 201603
Estados Unidos | Ocean County Landfill | LES Project Holdings LLC |  | 40.0081 | -74.3306 | Manchester | Ocean | New Jersey | 08733 | 2498 Route 70 | 13.8 | 13.8 | Biomasa | Biomasa | 0 | 0 | 0 | 0 | 0 | 0 | 0 | 0 | 0 | 0 | 13.8 | 0 | EIA-860, EIA-860M and EIA-923 | 201603
Estados Unidos | Harris Energy Realty | City of Holyoke Gas and Electric Dept. |  | 42.2052 | -72.5929 | Holyoke | Hampden | Massachusetts | 01040 | 20 Water Street | 1.2 | 1.2 | Hidroeléctrica | Hidroeléctrica | 0 | 0 | 0 | 0 | 1.2 | 0 | 0 | 0 | 0 | 0 | 0 | 0 | EIA-860, EIA-860M and EIA-923 | 201603
Estados Unidos | Salem Energy Systems LLC | Salem Energy Systems LLC |  | 36.1912 | -80.1835 | Winston-Salem | Forsyth | North Carolina | 27105 | 335 W. Hanes Mill Rd. | 3.3 | 3.3 | Biomasa | Biomasa | 0 | 0 | 0 | 0 | 0 | 0 | 0 | 0 | 0 | 0 | 3.3 | 0 | EIA-860, EIA-860M and EIA-923 | 201603
Estados Unidos | Pine Tree Acres | LES Project Holdings LLC |  | 42.7417 | -82.7975 | Lenox Twp | Macomb | Michigan | 48048 | 36450 29 Mile Road | 8.8 | 8.8 | Biomasa | Biomasa | 0 | 0 | 0 | 0 | 0 | 0 | 0 | 0 | 0 | 0 | 8.8 | 0 | EIA-860, EIA-860M and EIA-923 | 201603
Estados Unidos | Salton Sea Power Gen Co - Unit 4 | CalEnergy Operating Corporation |  | 33.157 | -115.639 | Calipatria | Imperial | California | 92233 | 6922 Crummer Rd. | 44 | 44 | Geotérmica | Geotérmica | 0 | 0 | 0 | 0 | 0 | 0 | 0 | 0 | 0 | 44 | 0 | 0 | EIA-860, EIA-860M and EIA-923 | 201603
Estados Unidos | Wheelabrator Portsmouth | Wheelabrator Environmental Systems |  | 36.8083 | -76.3036 | Portsmouth | Portsmouth City | Virginia | 23704 | 3809 Elm Avenue | 46.5 | 46.5 | Biomasa | Biomasa | 0 | 0 | 0 | 0 | 0 | 0 | 0 | 0 | 0 | 0 | 46.5 | 0 | EIA-860, EIA-860M and EIA-923 | 201603
Estados Unidos | Nashua Plant | EPP Renewable Energy |  | 42.7353 | -71.5228 | Nashua | Hillsborough | New Hampshire | 03062 | 840 West Hollis Street | 2.2 | 2.2 | Biomasa | Biomasa | 0 | 0 | 0 | 0 | 0 | 0 | 0 | 0 | 0 | 0 | 2.2 | 0 | EIA-860, EIA-860M and EIA-923 | 201603
Estados Unidos | K W Company | K-W Co |  | 42.5948 | -114.435 | Twin Falls | Twin Falls | Idaho | 83301 | 1438 Eastland Drive North | 1.4 | 1.4 | Hidroeléctrica | Hidroeléctrica | 0 | 0 | 0 | 0 | 1.4 | 0 | 0 | 0 | 0 | 0 | 0 | 0 | EIA-860, EIA-860M and EIA-923 | 201603
Estados Unidos | Montgomery Creek Hydro | Enel Green Power NA, Inc. |  | 40.8468 | -121.956 | Montgomery Creek | Shasta | California | 96065 | Montgomery Falls Road | 2.6 | 2.6 | Hidroeléctrica | Hidroeléctrica | 0 | 0 | 0 | 0 | 2.6 | 0 | 0 | 0 | 0 | 0 | 0 | 0 | EIA-860, EIA-860M and EIA-923 | 201603
Estados Unidos | Greene Valley Gas Recovery | WM Illinois Renewable Energy LLC |  | 41.7338 | -88.0849 | Naperville | DuPage | Illinois | 60540 | 9 South 610 Greene Road | 5.8 | 5.8 | Biomasa | Biomasa | 0 | 0 | 0 | 0 | 0 | 0 | 0 | 0 | 0 | 0 | 5.8 | 0 | EIA-860, EIA-860M and EIA-923 | 201603
Estados Unidos | Papillion Creek Wastewater | Omaha City of |  | 41.0772 | -95.87 | Bellevue | Sarpy | Nebraska | 68123 | 15705 Harlan Lewis Road | 1.5 | 1.5 | Biomasa | Biomasa | 0 | 0 | 0 | 0 | 0 | 0 | 0 | 0 | 0 | 0 | 1.5 | 0 | EIA-860, EIA-860M and EIA-923 | 201603
Estados Unidos | Missouri River Wastewater Treatment | Omaha City of |  | 41.2033 | -95.9292 | Omaha | Douglas | Nebraska | 68107 | 5600 South 10th Street | 3 | 3 | Biomasa | Biomasa | 0 | 0 | 0 | 0 | 0 | 0 | 0 | 0 | 0 | 0 | 3 | 0 | EIA-860, EIA-860M and EIA-923 | 201603
Estados Unidos | Davenport Water Pollution Control Plant | Davenport City of |  | 41.4928 | -90.6275 | Davenport | Scott | Iowa | 52802 | 2606 South Concord Street | 1.6 | 1.6 | Biomasa | Biomasa | 0 | 0 | 0 | 0 | 0 | 0 | 0 | 0 | 0 | 0 | 1.6 | 0 | EIA-860, EIA-860M and EIA-923 | 201603
Estados Unidos | Sierra Pacific Anderson Facility | Sierra Pacific Industries Inc |  | 40.4731 | -122.321 | Anderson | Shasta | California | 96007 | 19758 Riverside Avenue | 3.9 | 3.9 | Biomasa | Biomasa | 0 | 0 | 0 | 0 | 0 | 0 | 0 | 0 | 0 | 0 | 3.9 | 0 | EIA-860, EIA-860M and EIA-923 | 201603
Estados Unidos | Livingston Generating Facility | Hoosier Energy R E C, Inc |  | 40.9314 | -88.6548 | Pontiac | Livingston | Illinois | 61764 | RR 3, 14206 East 2100 North Rd | 12.6 | 12.6 | Biomasa | Biomasa | 0 | 0 | 0 | 0 | 0 | 0 | 0 | 0 | 0 | 0 | 12.6 | 0 | EIA-860, EIA-860M and EIA-923 | 201603
Estados Unidos | Lakeview Gas Recovery | WM Renewable Energy LLC |  | 42.0786 | -80.0708 | Erie | Erie | Pennsylvania | 16509 | 851 Robinson Road East | 6 | 6 | Biomasa | Biomasa | 0 | 0 | 0 | 0 | 0 | 0 | 0 | 0 | 0 | 0 | 6 | 0 | EIA-860, EIA-860M and EIA-923 | 201603
Estados Unidos | Plummer Cogen | Stimson Lumber Company |  | 47.331 | -116.89 | Plummer | Benewah | Idaho | 83851 | 732 10th Street | 5.8 | 5.8 | Biomasa | Biomasa | 0 | 0 | 0 | 0 | 0 | 0 | 0 | 0 | 0 | 0 | 5.8 | 0 | EIA-860, EIA-860M and EIA-923 | 201603
Estados Unidos | MM Taunton Energy | MM Taunton Energy LLC |  | 41.9111 | -71.1289 | Taunton | Bristol | Massachusetts | 02780 | 330 E.Britannie St. | 3.6 | 3.6 | Biomasa | Biomasa | 0 | 0 | 0 | 0 | 0 | 0 | 0 | 0 | 0 | 0 | 3.6 | 0 | EIA-860, EIA-860M and EIA-923 | 201603
Estados Unidos | MM San Diego-Miramar | MM San Diego Energy-Miramar |  | 32.8067 | -117.168 | San Diego | San Diego | California | 92111 | 5244 Convoy Street | 6.4 | 6.4 | Biomasa | Biomasa | 0 | 0 | 0 | 0 | 0 | 0 | 0 | 0 | 0 | 0 | 6.4 | 0 | EIA-860, EIA-860M and EIA-923 | 201603
Estados Unidos | Vansycle | ESI Vansycle Partners LP |  | 45.9362 | -118.66 | Touchet | Umatilla | Oregon | 97835 | 365 Touchet Gardena Road | 25 | 25 | Eólica | Eólica | 0 | 0 | 0 | 0 | 0 | 0 | 0 | 0 | 25 | 0 | 0 | 0 | EIA-860, EIA-860M and EIA-923 | 201603
Estados Unidos | MM Albany Energy | MM Albany Energy LLC |  | 42.6975 | -73.8514 | Albany | Albany | New York | 12205 | 525 Rapp Road | 5.9 | 5.9 | Biomasa | Biomasa | 0 | 0 | 0 | 0 | 0 | 0 | 0 | 0 | 0 | 0 | 5.9 | 0 | EIA-860, EIA-860M and EIA-923 | 201603
Estados Unidos | MM Prince William Energy | MM Prince William Energy LLC |  | 38.6383 | -77.4147 | Manassas | Prince William | Virginia | 20112 | 14811 Dumfries Road | 1.8 | 1.8 | Biomasa | Biomasa | 0 | 0 | 0 | 0 | 0 | 0 | 0 | 0 | 0 | 0 | 1.8 | 0 | EIA-860, EIA-860M and EIA-923 | 201603
Estados Unidos | MM Lopez Energy | MM Lopez Energy LLC |  | 34.2925 | -118.389 | Lake View Terrace | Los Angeles | California | 91342 | 11950 Lopez Canyon Road | 5.4 | 5.4 | Biomasa | Biomasa | 0 | 0 | 0 | 0 | 0 | 0 | 0 | 0 | 0 | 0 | 5.4 | 0 | EIA-860, EIA-860M and EIA-923 | 201603
Estados Unidos | MM Hartford Energy | DeltaPro Energy Inc |  | 41.7861 | -72.6544 | Hartford | Hartford | Connecticut | 06162 | 30 Jennings Road | 2.7 | 2.7 | Biomasa | Biomasa | 0 | 0 | 0 | 0 | 0 | 0 | 0 | 0 | 0 | 0 | 2.7 | 0 | EIA-860, EIA-860M and EIA-923 | 201603
Estados Unidos | Ponnequin Phase 1 | Ponnequin Acquisitions, LLC |  | 40.9962 | -104.825 | Close to Cheyenne WY | Weld | Colorado | 82001 | Interstate 15 Exit 1 | 5.2 | 5.2 | Eólica | Eólica | 0 | 0 | 0 | 0 | 0 | 0 | 0 | 0 | 5.2 | 0 | 0 | 0 | EIA-860, EIA-860M and EIA-923 | 201603
Estados Unidos | Lake Benton I | Allete Clean Energy |  | 44.2917 | -96.375 | Lake Benton | Lincoln | Minnesota | 56149 | Highway 14 | 107.2 | 107.2 | Eólica | Eólica | 0 | 0 | 0 | 0 | 0 | 0 | 0 | 0 | 107.2 | 0 | 0 | 0 | EIA-860, EIA-860M and EIA-923 | 201603
Estados Unidos | Lake Benton II | Lake Benton Power Part II LLC |  | 44.1294 | -96.117 | Ruthton | Pipestone | Minnesota | 56170 | 150 Evans Street | 103.5 | 103.5 | Eólica | Eólica | 0 | 0 | 0 | 0 | 0 | 0 | 0 | 0 | 103.5 | 0 | 0 | 0 | EIA-860, EIA-860M and EIA-923 | 201603
Estados Unidos | Storm Lake II | Allete Clean Energy |  | 42.8417 | -95.405 | Alta | Buena Vista | Iowa | 51002 | 5320 50th Ave | 80.2 | 80.2 | Eólica | Eólica | 0 | 0 | 0 | 0 | 0 | 0 | 0 | 0 | 80.2 | 0 | 0 | 0 | EIA-860, EIA-860M and EIA-923 | 201603
Estados Unidos | Medway Hydro | Brookfield Black Bear Hydro, LLC |  | 45.6072 | -68.5453 | Medway | Penobscot | Maine | 04460 | Route 116 | 3.9 | 3.9 | Hidroeléctrica | Hidroeléctrica | 0 | 0 | 0 | 0 | 3.9 | 0 | 0 | 0 | 0 | 0 | 0 | 0 | EIA-860, EIA-860M and EIA-923 | 201603
Estados Unidos | Wasatch Energy Systems Energy Recovery | Wasatch Integrated Waste Management |  | 41.1097 | -111.955 | Layton | Davis | Utah | 84041 | 3404 North 650 East | 1.4 | 1.4 | Biomasa | Biomasa | 0 | 0 | 0 | 0 | 0 | 0 | 0 | 0 | 0 | 0 | 1.4 | 0 | EIA-860, EIA-860M and EIA-923 | 201603
Estados Unidos | Woodstock Windfarm | Woodstock Hills |  | 43.9858 | -96.0786 | Woodstock | Pipestone | Minnesota | 56186 | 996 190th Avenue | 10.2 | 10.2 | Eólica | Eólica | 0 | 0 | 0 | 0 | 0 | 0 | 0 | 0 | 10.2 | 0 | 0 | 0 | EIA-860, EIA-860M and EIA-923 | 201603
Estados Unidos | Lakota Ridge LLC | Energy Operations Group LLC (MN) |  | 44.3996 | -96.4284 | Hendricks | Lincoln | Minnesota | 56142 | City Road 1 | 11.2 | 11.2 | Eólica | Eólica | 0 | 0 | 0 | 0 | 0 | 0 | 0 | 0 | 11.2 | 0 | 0 | 0 | EIA-860, EIA-860M and EIA-923 | 201603
Estados Unidos | Shaokatan Hills LLC | Energy Operations Group LLC (MN) |  | 44.4217 | -96.4347 | Hendricks | Lincoln | Minnesota | 56142 | City Road 1 | 11.8 | 11.8 | Eólica | Eólica | 0 | 0 | 0 | 0 | 0 | 0 | 0 | 0 | 11.8 | 0 | 0 | 0 | EIA-860, EIA-860M and EIA-923 | 201603
Estados Unidos | West Texas Wind Energy LLC | West Texas Wind Energy Partners LLC |  | 31.1392 | -102.225 | McCamey | Upton | Texas | 79752 | 120 E. 5th Street | 75 | 75 | Eólica | Eólica | 0 | 0 | 0 | 0 | 0 | 0 | 0 | 0 | 75 | 0 | 0 | 0 | EIA-860, EIA-860M and EIA-923 | 201603
Estados Unidos | Wethersfield Wind Farm | CHI Energy Inc |  | 42.6788 | -78.2438 | Gainesville | Wyoming | New York | 14066 | 4179 Poplar Tree Road | 6.6 | 6.6 | Eólica | Eólica | 0 | 0 | 0 | 0 | 0 | 0 | 0 | 0 | 6.6 | 0 | 0 | 0 | EIA-860, EIA-860M and EIA-923 | 201603
Estados Unidos | Green Power I | FPL Energy Green Power |  | 33.9014 | -116.717 | North Palm Springs | Riverside | California | 92258 | 19020 N Indian Avenue | 16.5 | 16.5 | Eólica | Eólica | 0 | 0 | 0 | 0 | 0 | 0 | 0 | 0 | 16.5 | 0 | 0 | 0 | EIA-860, EIA-860M and EIA-923 | 201603
Estados Unidos | Kentucky Mills | Domtar Paper Company LLC |  | 37.8948 | -86.6854 | Hawesville | Hancock | Kentucky | 42348 | PO Box 130, Hwy 1406 | 49 | 49 | Biomasa | Biomasa | 0 | 0 | 0 | 0 | 0 | 0 | 0 | 0 | 0 | 0 | 49 | 0 | EIA-860, EIA-860M and EIA-923 | 201603
Estados Unidos | Blackburn Landfill Co-Generation | Catawba County |  | 35.6067 | -81.3006 | Newton | Catawba | North Carolina | 28658 | 4017 Rockyford Road | 2.9 | 2.9 | Biomasa | Biomasa | 0 | 0 | 0 | 0 | 0 | 0 | 0 | 0 | 0 | 0 | 2.9 | 0 | EIA-860, EIA-860M and EIA-923 | 201603
Estados Unidos | MMSD South Shore Wastewater | Milwaukee Metro Sewerage Dist |  | 42.8869 | -87.8422 | Oak Creek | Milwaukee | Wisconsin | 53154 | 8500 S 5th Ave | 5 | 5 | Biomasa | Biomasa | 0 | 0 | 0 | 0 | 0 | 0 | 0 | 0 | 0 | 0 | 5 | 0 | EIA-860, EIA-860M and EIA-923 | 201603
Estados Unidos | Atascosita | TX LFG Energy, LP |  | 29.9522 | -95.2422 | Houston | Harris | Texas | 77396 | 3623 Wilson Road | 10.2 | 10.2 | Biomasa | Biomasa | 0 | 0 | 0 | 0 | 0 | 0 | 0 | 0 | 0 | 0 | 10.2 | 0 | EIA-860, EIA-860M and EIA-923 | 201603
Estados Unidos | Baytown | TX LFG Energy, LP |  | 29.6744 | -94.9139 | Baytown | Chambers | Texas | 77520 | 4791 Tri-City Beach Road | 4 | 4 | Biomasa | Biomasa | 0 | 0 | 0 | 0 | 0 | 0 | 0 | 0 | 0 | 0 | 4 | 0 | EIA-860, EIA-860M and EIA-923 | 201603
Estados Unidos | Bluebonnet | TX LFG Energy, LP |  | 29.8108 | -95.2539 | Houston | Harris | Texas | 77078 | 10000 Beaumont Highway | 4 | 4 | Biomasa | Biomasa | 0 | 0 | 0 | 0 | 0 | 0 | 0 | 0 | 0 | 0 | 4 | 0 | EIA-860, EIA-860M and EIA-923 | 201603
Estados Unidos | Coastal Plains | TX LFG Energy, LP |  | 29.425 | -95.1872 | Alvin | Galveston | Texas | 77511 | 21000 State Route 6 | 6.8 | 6.8 | Biomasa | Biomasa | 0 | 0 | 0 | 0 | 0 | 0 | 0 | 0 | 0 | 0 | 6.8 | 0 | EIA-860, EIA-860M and EIA-923 | 201603
Estados Unidos | Security | TX LFG Energy, LP |  | 30.3225 | -95.2681 | Cleveland | Montgomery | Texas | 77327 | 19248 Highway 105 | 3.4 | 3.4 | Biomasa | Biomasa | 0 | 0 | 0 | 0 | 0 | 0 | 0 | 0 | 0 | 0 | 3.4 | 0 | EIA-860, EIA-860M and EIA-923 | 201603
Estados Unidos | FPL Energy Vansycle LLC (WA) | FPL Energy Vansycle LLC |  | 46.06 | -118.917 | Touchet | Walla Walla | Washington | 99360 | 356 Touchet Gardena Road | 176.9 | 176.9 | Eólica | Eólica | 0 | 0 | 0 | 0 | 0 | 0 | 0 | 0 | 176.9 | 0 | 0 | 0 | EIA-860, EIA-860M and EIA-923 | 201603
Estados Unidos | Tsar Nicholas LLC | CHI Operations Inc |  | 44.42 | -96.4347 | Hendricks | Lincoln | Minnesota | 56136 | Hwy 1 | 1.9 | 1.9 | Eólica | Eólica | 0 | 0 | 0 | 0 | 0 | 0 | 0 | 0 | 1.9 | 0 | 0 | 0 | EIA-860, EIA-860M and EIA-923 | 201603
Estados Unidos | Sun River LLC | CHI Operations Inc |  | 44.4289 | -96.4358 | Hendricks | Lincoln | Minnesota | 56136 | Hwy 1 | 1.9 | 1.9 | Eólica | Eólica | 0 | 0 | 0 | 0 | 0 | 0 | 0 | 0 | 1.9 | 0 | 0 | 0 | EIA-860, EIA-860M and EIA-923 | 201603
Estados Unidos | Julia Hills LLC | CHI Operations Inc |  | 44.4231 | -96.4458 | Hendricks | Lincoln | Minnesota | 56136 | Hwy 1 | 1.9 | 1.9 | Eólica | Eólica | 0 | 0 | 0 | 0 | 0 | 0 | 0 | 0 | 1.9 | 0 | 0 | 0 | EIA-860, EIA-860M and EIA-923 | 201603
Estados Unidos | Jessica Mills LLC | CHI Operations Inc |  | 44.4278 | -96.43 | Hendricks | Lincoln | Minnesota | 56136 | Hwy 1 | 1.9 | 1.9 | Eólica | Eólica | 0 | 0 | 0 | 0 | 0 | 0 | 0 | 0 | 1.9 | 0 | 0 | 0 | EIA-860, EIA-860M and EIA-923 | 201603
Estados Unidos | Jack River LLC | CHI Operations Inc |  | 44.4233 | -96.4411 | Hendricks | Lincoln | Minnesota | 56136 | Hwy 1 | 1.9 | 1.9 | Eólica | Eólica | 0 | 0 | 0 | 0 | 0 | 0 | 0 | 0 | 1.9 | 0 | 0 | 0 | EIA-860, EIA-860M and EIA-923 | 201603
Estados Unidos | Autumn Hills LLC | CHI Operations Inc |  | 44.4131 | -96.4325 | Hendricks | Lincoln | Minnesota | 56136 | Hwy 1 | 1.9 | 1.9 | Eólica | Eólica | 0 | 0 | 0 | 0 | 0 | 0 | 0 | 0 | 1.9 | 0 | 0 | 0 | EIA-860, EIA-860M and EIA-923 | 201603
Estados Unidos | Winters Spawn LLC | CHI Operations Inc |  | 44.2081 | -96.1989 | Lake Benton | Lincoln | Minnesota | 55149 | Hwy 14 | 1.9 | 1.9 | Eólica | Eólica | 0 | 0 | 0 | 0 | 0 | 0 | 0 | 0 | 1.9 | 0 | 0 | 0 | EIA-860, EIA-860M and EIA-923 | 201603
Estados Unidos | Twin Lake Hills LLC | CHI Operations Inc |  | 44.2258 | -96.2789 | Lake Benton | Lincoln | Minnesota | 55149 | Hwy 14 | 1.9 | 1.9 | Eólica | Eólica | 0 | 0 | 0 | 0 | 0 | 0 | 0 | 0 | 1.9 | 0 | 0 | 0 | EIA-860, EIA-860M and EIA-923 | 201603
Estados Unidos | Spartan Hills LLC | CHI Operations Inc |  | 44.2358 | -96.2383 | Lake Benton | Lincoln | Minnesota | 55149 | Hwy 14 | 1.9 | 1.9 | Eólica | Eólica | 0 | 0 | 0 | 0 | 0 | 0 | 0 | 0 | 1.9 | 0 | 0 | 0 | EIA-860, EIA-860M and EIA-923 | 201603
Estados Unidos | Soliloquoy Ridge LLC | CHI Operations Inc |  | 44.2364 | -96.2331 | Lake Benton | Lincoln | Minnesota | 55149 | Hwy 14 | 1.9 | 1.9 | Eólica | Eólica | 0 | 0 | 0 | 0 | 0 | 0 | 0 | 0 | 1.9 | 0 | 0 | 0 | EIA-860, EIA-860M and EIA-923 | 201603
Estados Unidos | Ruthton Ridge LLC | CHI Operations Inc |  | 44.2128 | -96.2131 | Lake Benton | Lincoln | Minnesota | 55149 | Hwy 14 | 1.9 | 1.9 | Eólica | Eólica | 0 | 0 | 0 | 0 | 0 | 0 | 0 | 0 | 1.9 | 0 | 0 | 0 | EIA-860, EIA-860M and EIA-923 | 201603
Estados Unidos | Hope Creek LLC | CHI Operations Inc |  | 44.2275 | -96.2192 | Lake Benton | Lincoln | Minnesota | 55149 | Hwy 14 | 1.9 | 1.9 | Eólica | Eólica | 0 | 0 | 0 | 0 | 0 | 0 | 0 | 0 | 1.9 | 0 | 0 | 0 | EIA-860, EIA-860M and EIA-923 | 201603
Estados Unidos | Hadley Ridge LLC | CHI Operations Inc |  | 44.2253 | -96.235 | Lake Benton | Lincoln | Minnesota | 55149 | Hwy 14 | 1.9 | 1.9 | Eólica | Eólica | 0 | 0 | 0 | 0 | 0 | 0 | 0 | 0 | 1.9 | 0 | 0 | 0 | EIA-860, EIA-860M and EIA-923 | 201603
Estados Unidos | Florence Hills LLC | CHI Operations Inc |  | 44.2297 | -96.225 | Lake Benton | Lincoln | Minnesota | 55149 | Hwy 14 | 1.9 | 1.9 | Eólica | Eólica | 0 | 0 | 0 | 0 | 0 | 0 | 0 | 0 | 1.9 | 0 | 0 | 0 | EIA-860, EIA-860M and EIA-923 | 201603
Estados Unidos | Agassiz Beach LLC | CHI Operations Inc |  | 47.0053 | -96.4356 | Averill | Clay | Minnesota | 56536 | Hwy 9 | 1.9 | 1.9 | Eólica | Eólica | 0 | 0 | 0 | 0 | 0 | 0 | 0 | 0 | 1.9 | 0 | 0 | 0 | EIA-860, EIA-860M and EIA-923 | 201603
Estados Unidos | Hueco Mountain Wind Ranch | El Paso Electric Co |  | 31.7158 | -105.991 | Horizon City | Hudspeth | Texas | 79839 | State Road 1281 Horizon Blvd. | 1.3 | 1.3 | Eólica | Eólica | 0 | 0 | 0 | 0 | 0 | 0 | 0 | 0 | 1.3 | 0 | 0 | 0 | EIA-860, EIA-860M and EIA-923 | 201603
Estados Unidos | Llano Estacado Wind Ranch | Shell Wind Energy Inc. |  | 35.4789 | -101.244 | White Deer | Carson | Texas | 79097 | 300 South Main, P.O. Box 798 | 80 | 80 | Eólica | Eólica | 0 | 0 | 0 | 0 | 0 | 0 | 0 | 0 | 80 | 0 | 0 | 0 | EIA-860, EIA-860M and EIA-923 | 201603
Estados Unidos | King Mountain Wind Ranch 1 | FPL Energy Upton Wind LP |  | 31.2092 | -102.242 | McCamey | Upton | Texas | 79752 | 120 E. 5th Street | 278 | 278 | Eólica | Eólica | 0 | 0 | 0 | 0 | 0 | 0 | 0 | 0 | 278 | 0 | 0 | 0 | EIA-860, EIA-860M and EIA-923 | 201603
Estados Unidos | GRS Sunset Farms | Gas Recovery Systems Inc |  | 30.3431 | -97.6203 | Austin | Travis | Texas | 78754 | 9912 Giles Road | 3.6 | 3.6 | Biomasa | Biomasa | 0 | 0 | 0 | 0 | 0 | 0 | 0 | 0 | 0 | 0 | 3.6 | 0 | EIA-860, EIA-860M and EIA-923 | 201603
Estados Unidos | GRS Fall River | Gas Recovery Systems Inc |  | 41.7487 | -71.1065 | Fall River | Bristol | Massachusetts | 02726 | 145 Horvitz Road | 4.4 | 4.4 | Biomasa | Biomasa | 0 | 0 | 0 | 0 | 0 | 0 | 0 | 0 | 0 | 0 | 4.4 | 0 | EIA-860, EIA-860M and EIA-923 | 201603
Estados Unidos | Mallard Lake Electric | Gas Recovery Services-IL Inc |  | 41.9527 | -88.1437 | Hanover Park | DuPage | Illinois | 60103 | 26 West 570 Schick Road | 15.2 | 15.2 | Biomasa | Biomasa | 0 | 0 | 0 | 0 | 0 | 0 | 0 | 0 | 0 | 0 | 15.2 | 0 | EIA-860, EIA-860M and EIA-923 | 201603
Estados Unidos | GRS Arbor Hills | Gas Recovery Systems Inc |  | 42.3953 | -83.558 | Northville | Washtenaw | Michigan | 48167 | 10611 West 5 Mile Road | 23.8 | 23.8 | Biomasa | Biomasa | 0 | 0 | 0 | 0 | 0 | 0 | 0 | 0 | 0 | 0 | 23.8 | 0 | EIA-860, EIA-860M and EIA-923 | 201603
Estados Unidos | GRS C&C | Gas Recovery Systems Inc |  | 42.3563 | -85.0058 | Marshall | Calhoun | Michigan | 49068 | 19401 15 Mile Road | 5 | 5 | Biomasa | Biomasa | 0 | 0 | 0 | 0 | 0 | 0 | 0 | 0 | 0 | 0 | 5 | 0 | EIA-860, EIA-860M and EIA-923 | 201603
Estados Unidos | GRS Pine Bend | Pine Bend LLC |  | 44.787 | -93.0556 | Inver Grove Heights | Dakota | Minnesota | 55077 | 2345 East 117th | 13.6 | 13.6 | Biomasa | Biomasa | 0 | 0 | 0 | 0 | 0 | 0 | 0 | 0 | 0 | 0 | 13.6 | 0 | EIA-860, EIA-860M and EIA-923 | 201603
Estados Unidos | GRS CMS | Gas Recovery Systems Inc |  | 35.3533 | -80.668 | Concord | Cabarrus | North Carolina | 28027 | 5101 Morehead Road | 4.3 | 4.3 | Biomasa | Biomasa | 0 | 0 | 0 | 0 | 0 | 0 | 0 | 0 | 0 | 0 | 4.3 | 0 | EIA-860, EIA-860M and EIA-923 | 201603
Estados Unidos | Prima Plant | MM Prima Deshecha Energy LLC |  | 33.4925 | -117.641 | San Juan Capistrano | Orange | California | 92675 | 32250 LaPata Ave | 5.4 | 5.4 | Biomasa | Biomasa | 0 | 0 | 0 | 0 | 0 | 0 | 0 | 0 | 0 | 0 | 5.4 | 0 | EIA-860, EIA-860M and EIA-923 | 201603
Estados Unidos | MM San Diego-North City | MM San Diego Energy-North City |  | 32.8817 | -117.196 | San Diego | San Diego | California | 92121 | 4949 Eastgate Mall Road | 3.6 | 3.6 | Biomasa | Biomasa | 0 | 0 | 0 | 0 | 0 | 0 | 0 | 0 | 0 | 0 | 3.6 | 0 | EIA-860, EIA-860M and EIA-923 | 201603
Estados Unidos | Tajiguas Plant | MM Tajiguas Energy LLC |  | 34.4383 | -119.94 | Gaviota | Santa Barbara | California | 93117 | 14470 Calle Real | 2.7 | 2.7 | Biomasa | Biomasa | 0 | 0 | 0 | 0 | 0 | 0 | 0 | 0 | 0 | 0 | 2.7 | 0 | EIA-860, EIA-860M and EIA-923 | 201603
Estados Unidos | Foote Creek I | PacifiCorp |  | 41.6283 | -106.201 | McFadden | Carbon | Wyoming | 82080 | H.C. 64 Box 404 | 41.4 | 41.4 | Eólica | Eólica | 0 | 0 | 0 | 0 | 0 | 0 | 0 | 0 | 41.4 | 0 | 0 | 0 | EIA-860, EIA-860M and EIA-923 | 201603
Estados Unidos | Foote Creek II | Terra-Gen Operating Co LLC |  | 41.6575 | -106.189 | McFadden | Albany | Wyoming | 82083 | HC 64 Box 404 | 1.8 | 1.8 | Eólica | Eólica | 0 | 0 | 0 | 0 | 0 | 0 | 0 | 0 | 1.8 | 0 | 0 | 0 | EIA-860, EIA-860M and EIA-923 | 201603
Estados Unidos | Foote Creek III | Terra-Gen Operating Co LLC |  | 41.6665 | -106.183 | McFadden | Albany | Wyoming | 82083 | HC64 Box 404 | 24.8 | 24.8 | Eólica | Eólica | 0 | 0 | 0 | 0 | 0 | 0 | 0 | 0 | 24.8 | 0 | 0 | 0 | EIA-860, EIA-860M and EIA-923 | 201603
Estados Unidos | Foote Creek IV | Terra-Gen Operating Co LLC |  | 41.6744 | -106.18 | McFadden | Carbon | Wyoming | 82080 | HC 64 Box 404 | 16.8 | 16.8 | Eólica | Eólica | 0 | 0 | 0 | 0 | 0 | 0 | 0 | 0 | 16.8 | 0 | 0 | 0 | EIA-860, EIA-860M and EIA-923 | 201603
Estados Unidos | Monmouth Landfill Gas to Energy | Monmouth Energy Inc |  | 40.2468 | -74.1174 | Tinton Falls | Monmouth | New Jersey | 07724 | 6000 Asbury Ave | 6.6 | 6.6 | Biomasa | Biomasa | 0 | 0 | 0 | 0 | 0 | 0 | 0 | 0 | 0 | 0 | 6.6 | 0 | EIA-860, EIA-860M and EIA-923 | 201603
Estados Unidos | Flambeau Crowley Rapids Project | Renewable World Energies LLC |  | 45.8683 | -90.5844 | Park Falls | Price | Wisconsin | 54552 | N13706 Crowley Road | 1.5 | 1.5 | Hidroeléctrica | Hidroeléctrica | 0 | 0 | 0 | 0 | 1.5 | 0 | 0 | 0 | 0 | 0 | 0 | 0 | EIA-860, EIA-860M and EIA-923 | 201603
Estados Unidos | Flambeau Lower Project | Renewable World Energies LLC |  | 45.9135 | -90.4475 | Park Falls | Price | Wisconsin | 54552 | 1301 First Avenue South | 1.2 | 1.2 | Hidroeléctrica | Hidroeléctrica | 0 | 0 | 0 | 0 | 1.2 | 0 | 0 | 0 | 0 | 0 | 0 | 0 | EIA-860, EIA-860M and EIA-923 | 201603
Estados Unidos | Nacogdoches Power | Southern Power Co |  | 31.8321 | -94.9006 | Cushing | Nacogdoches | Texas | 75760 | 499 County Road 988 | 100 | 100 | Biomasa | Biomasa | 0 | 0 | 0 | 0 | 0 | 0 | 0 | 0 | 0 | 0 | 100 | 0 | EIA-860, EIA-860M and EIA-923 | 201603
Estados Unidos | Mountain View I&2 | AES Wind Generation Inc |  | 33.9211 | -116.564 | North Palm Springs | Riverside | California | 92258 | 19435 Ruppert Street | 66.6 | 66.6 | Eólica | Eólica | 0 | 0 | 0 | 0 | 0 | 0 | 0 | 0 | 66.6 | 0 | 0 | 0 | EIA-860, EIA-860M and EIA-923 | 201603
Estados Unidos | Gray County Wind Energy | Gray County Wind Energy LLC |  | 37.6133 | -100.378 | Montezuma | Gray | Kansas | 67867 | 100 W. Mexitli Street | 112 | 112 | Eólica | Eólica | 0 | 0 | 0 | 0 | 0 | 0 | 0 | 0 | 112 | 0 | 0 | 0 | EIA-860, EIA-860M and EIA-923 | 201603
Estados Unidos | Condon Windpower LLC | Allete Clean Energy |  | 45.2766 | -120.279 | Condon | Gilliam | Oregon | 97823 | 15981 Highway 206 | 49.8 | 49.8 | Eólica | Eólica | 0 | 0 | 0 | 0 | 0 | 0 | 0 | 0 | 49.8 | 0 | 0 | 0 | EIA-860, EIA-860M and EIA-923 | 201603
Estados Unidos | Rock River I LLC | MHI Wind Power |  | 41.7172 | -106.108 | McFadden | Carbon | Wyoming | 82083 | HC64 Box 404 | 50 | 50 | Eólica | Eólica | 0 | 0 | 0 | 0 | 0 | 0 | 0 | 0 | 50 | 0 | 0 | 0 | EIA-860, EIA-860M and EIA-923 | 201603
Estados Unidos | Ridge Crest Wind Partners | EDF Renewable Services Inc |  | 40.9459 | -103.162 | Peetz | Logan | Colorado | 80747 | 502 Main Street | 29.7 | 29.7 | Eólica | Eólica | 0 | 0 | 0 | 0 | 0 | 0 | 0 | 0 | 29.7 | 0 | 0 | 0 | EIA-860, EIA-860M and EIA-923 | 201603
Estados Unidos | Montfort Wind Energy Center | Wisconsin Electric Power Co |  | 42.9625 | -90.3867 | Montfort | Iowa | Wisconsin | 53569 | 3145 Anderson Lane | 2 | 2 | Eólica | Eólica | 0 | 0 | 0 | 0 | 0 | 0 | 0 | 0 | 2 | 0 | 0 | 0 | EIA-860, EIA-860M and EIA-923 | 201603
Estados Unidos | NWP Indian Mesa Wind Farm | NWP Indian Mesa Wind Farm LP |  | 30.9315 | -102.201 | Iraan | Pecos | Texas | 79744 | Bar M Ranch | 82.5 | 82.5 | Eólica | Eólica | 0 | 0 | 0 | 0 | 0 | 0 | 0 | 0 | 82.5 | 0 | 0 | 0 | EIA-860, EIA-860M and EIA-923 | 201603
Estados Unidos | Sonoma Central Landfill Phase I | County of Sonoma Dept of Trnsp |  | 38.3017 | -122.749 | Petaluma | Sonoma | California | 94952 | 500 Mecham Road | 2.8 | 2.8 | Biomasa | Biomasa | 0 | 0 | 0 | 0 | 0 | 0 | 0 | 0 | 0 | 0 | 2.8 | 0 | EIA-860, EIA-860M and EIA-923 | 201603
Estados Unidos | Sonoma Central Landfill Phase II | County of Sonoma Dept of Trnsp |  | 38.3017 | -122.749 | Petaluma | Sonoma | California | 94952 | 500 Mecham Road | 2.8 | 2.8 | Biomasa | Biomasa | 0 | 0 | 0 | 0 | 0 | 0 | 0 | 0 | 0 | 0 | 2.8 | 0 | EIA-860, EIA-860M and EIA-923 | 201603
Estados Unidos | Model City Energy Facility | Model City Energy LLC |  | 43.2094 | -78.9836 | Youngstown | Niagara | New York | 14174 | 1447 Pletcher Road | 5.6 | 5.6 | Biomasa | Biomasa | 0 | 0 | 0 | 0 | 0 | 0 | 0 | 0 | 0 | 0 | 5.6 | 0 | EIA-860, EIA-860M and EIA-923 | 201603
Estados Unidos | Dixon/Lee Energy Partners LLC | Illinois Electricial Gen Partn |  | 41.7383 | -89.3828 | Dixon | Lee | Illinois | 61021 | 1279 Batan Road | 3.6 | 3.6 | Biomasa | Biomasa | 0 | 0 | 0 | 0 | 0 | 0 | 0 | 0 | 0 | 0 | 3.6 | 0 | EIA-860, EIA-860M and EIA-923 | 201603
Estados Unidos | Green Knight Energy Center | Waste Management Inc |  | 40.8592 | -75.2627 | Pen Argyl | Northampton | Pennsylvania | 18072 | 2147 Pen Argyl Road | 7.2 | 7.2 | Biomasa | Biomasa | 0 | 0 | 0 | 0 | 0 | 0 | 0 | 0 | 0 | 0 | 7.2 | 0 | EIA-860, EIA-860M and EIA-923 | 201603
Estados Unidos | Kiefer Landfill | Sacramento County of Dpt Waste |  | 38.5136 | -121.194 | Sloughhouse | Sacramento | California | 95683 | 12701 Kiefer Blvd | 8.4 | 8.4 | Biomasa | Biomasa | 0 | 0 | 0 | 0 | 0 | 0 | 0 | 0 | 0 | 0 | 8.4 | 0 | EIA-860, EIA-860M and EIA-923 | 201603
Estados Unidos | Madison Windpower LLC | EDP Renewables North America LLC |  | 42.8947 | -75.4517 | Madison | Madison | New York | 13402 | Stone Road | 11.5 | 11.5 | Eólica | Eólica | 0 | 0 | 0 | 0 | 0 | 0 | 0 | 0 | 11.5 | 0 | 0 | 0 | EIA-860, EIA-860M and EIA-923 | 201603
Estados Unidos | Dane County Landfill #2 Rodefeld | Dane County Public Works |  | 43.0453 | -89.2539 | Madison | Dane | Wisconsin | 53713 | 7102 US Highway 12 & 18 | 6.4 | 6.4 | Biomasa | Biomasa | 0 | 0 | 0 | 0 | 0 | 0 | 0 | 0 | 0 | 0 | 6.4 | 0 | EIA-860, EIA-860M and EIA-923 | 201603
Estados Unidos | Countyside Genco LLC | Illinois Electricial Gen Partn |  | 42.3211 | -88.0319 | Grayslake | Lake | Illinois | 60030 | 1292 S Route 83 | 8 | 8 | Biomasa | Biomasa | 0 | 0 | 0 | 0 | 0 | 0 | 0 | 0 | 0 | 0 | 8 | 0 | EIA-860, EIA-860M and EIA-923 | 201603
Estados Unidos | Morris Genco LLC | Illinois Electricial Gen Partn |  | 41.3031 | -88.4028 | Morris | Grundy | Illinois | 60450 | 1800 Ashley Road | 2 | 2 | Biomasa | Biomasa | 0 | 0 | 0 | 0 | 0 | 0 | 0 | 0 | 0 | 0 | 2 | 0 | EIA-860, EIA-860M and EIA-923 | 201603
Estados Unidos | Wilmont Hills LLC | Bright Light Capital LLC |  | 43.7547 | -95.8534 | Wilmont | Nobles | Minnesota | 56155 | Hwy 91 | 1.5 | 1.5 | Eólica | Eólica | 0 | 0 | 0 | 0 | 0 | 0 | 0 | 0 | 1.5 | 0 | 0 | 0 | EIA-860, EIA-860M and EIA-923 | 201603
Estados Unidos | Fenner Wind | CHI Energy Inc |  | 42.989 | -75.7625 | Cazenovia | Madison | New York | 13035 | 5508 Bellinger Rd. | 30 | 30 | Eólica | Eólica | 0 | 0 | 0 | 0 | 0 | 0 | 0 | 0 | 30 | 0 | 0 | 0 | EIA-860, EIA-860M and EIA-923 | 201603
Estados Unidos | Woodward Mountain II | Pecos Wind II LP |  | 30.9514 | -102.414 | Girvin | Pecos | Texas | 79740 | 6.5 miles South Hwy | 78 | 78 | Eólica | Eólica | 0 | 0 | 0 | 0 | 0 | 0 | 0 | 0 | 78 | 0 | 0 | 0 | EIA-860, EIA-860M and EIA-923 | 201603
Estados Unidos | Woodward Mountain I | Pecos Wind I LP |  | 30.9514 | -102.414 | Girvin | Pecos | Texas | 79740 | 6.5 miles South Hwy | 82 | 82 | Eólica | Eólica | 0 | 0 | 0 | 0 | 0 | 0 | 0 | 0 | 82 | 0 | 0 | 0 | EIA-860, EIA-860M and EIA-923 | 201603
Estados Unidos | FPL E Somerset Windpower LLC | Somerset Windpower LLC |  | 39.9792 | -79.0128 | Ohiopyle | Somerset | Pennsylvania | 15501 | 68 Braddock Drive | 9 | 9 | Eólica | Eólica | 0 | 0 | 0 | 0 | 0 | 0 | 0 | 0 | 9 | 0 | 0 | 0 | EIA-860, EIA-860M and EIA-923 | 201603
Estados Unidos | Top of Iowa Windfarm | Northern Iowa Windpower LLC |  | 43.3833 | -93.4167 | Joice | Worth | Iowa | 50446 | 4119 Evergreen Ave | 80 | 80 | Eólica | Eólica | 0 | 0 | 0 | 0 | 0 | 0 | 0 | 0 | 80 | 0 | 0 | 0 | EIA-860, EIA-860M and EIA-923 | 201603
Estados Unidos | Mill Run Windpower | FPL Energy FPL E Mill Run WIndpower LLC |  | 39.9134 | -79.3936 | Rockwood | Somerset | Pennsylvania | 15557 | 4309 Kingwood Rd. Ste. 1 | 15 | 15 | Eólica | Eólica | 0 | 0 | 0 | 0 | 0 | 0 | 0 | 0 | 15 | 0 | 0 | 0 | EIA-860, EIA-860M and EIA-923 | 201603
Estados Unidos | Kas Brothers Windfarm | Kas Brothers Windfarm LLC |  | 44.0119 | -96.1125 | Woodstock | Pipestone | Minnesota | 56164 | County Road 18 | 1.5 | 1.5 | Eólica | Eólica | 0 | 0 | 0 | 0 | 0 | 0 | 0 | 0 | 1.5 | 0 | 0 | 0 | EIA-860, EIA-860M and EIA-923 | 201603
Estados Unidos | Hawkeye Power Partners LLC | Hawkeye Power Partners LLC |  | 43.0472 | -93.4775 | Garner | Cerro Gordo | Iowa | 50438 | 1824 200th Street | 42 | 42 | Eólica | Eólica | 0 | 0 | 0 | 0 | 0 | 0 | 0 | 0 | 42 | 0 | 0 | 0 | EIA-860, EIA-860M and EIA-923 | 201603
Estados Unidos | RCWMD Badlands Landfill Gas Project | Riverside County Waste Management Dept |  | 33.9583 | -117.125 | Moreno Valley | Riverside | California | 92555 | 31125 Ironwood Ave | 1 | 1 | Biomasa | Biomasa | 0 | 0 | 0 | 0 | 0 | 0 | 0 | 0 | 0 | 0 | 1 | 0 | EIA-860, EIA-860M and EIA-923 | 201603
Estados Unidos | East Millinocket Mill | HC-50 MAIN STREET, LLC |  | 45.6219 | -68.5756 | Millinocket | Penobscot | Maine | 04462 | 50 Main Street | 57.1 | 57.1 | Biomasa | Biomasa | 0 | 0 | 0 | 0 | 0 | 0 | 0 | 0 | 0 | 0 | 57.1 | 0 | EIA-860, EIA-860M and EIA-923 | 201603
Estados Unidos | Quinebaug Lower Project | Quinebaug Associates LLC |  | 41.7987 | -71.8868 | Brooklyn | Windham | Connecticut | 06241 | 40 Tiffany Street | 2.4 | 2.4 | Hidroeléctrica | Hidroeléctrica | 0 | 0 | 0 | 0 | 2.4 | 0 | 0 | 0 | 0 | 0 | 0 | 0 | EIA-860, EIA-860M and EIA-923 | 201603
Estados Unidos | Kaheka Hydro | Hawaiian Commercial and Sugar Company |  | 20.8886 | -156.357 | Puunene | Maui | Hawaii | 96784 | Baldwin Ave (closest st) | 4.5 | 4.5 | Hidroeléctrica | Hidroeléctrica | 0 | 0 | 0 | 0 | 4.5 | 0 | 0 | 0 | 0 | 0 | 0 | 0 | EIA-860, EIA-860M and EIA-923 | 201603
Estados Unidos | Benson Power Biomass Plant | Benson Power, LLC. |  | 45.3224 | -95.6295 | Benson | Swift | Minnesota | 56215 | 900 Industry Drive | 55 | 55 | Biomasa | Biomasa | 0 | 0 | 0 | 0 | 0 | 0 | 0 | 0 | 0 | 0 | 55 | 0 | EIA-860, EIA-860M and EIA-923 | 201603
Estados Unidos | Klondike Wind Power | Iberdrola Renewables Inc |  | 45.5563 | -120.551 | Wasco | Sherman | Oregon | 97065 | 98536 Klondike Lane | 24 | 24 | Eólica | Eólica | 0 | 0 | 0 | 0 | 0 | 0 | 0 | 0 | 24 | 0 | 0 | 0 | EIA-860, EIA-860M and EIA-923 | 201603
Estados Unidos | Sonoma Central Landfill Phase III | County of Sonoma Dept of Trnsp |  | 38.3017 | -122.749 | Petaluma | Sonoma | California | 94952 | 500 Mecham Road | 1.4 | 1.4 | Biomasa | Biomasa | 0 | 0 | 0 | 0 | 0 | 0 | 0 | 0 | 0 | 0 | 1.4 | 0 | EIA-860, EIA-860M and EIA-923 | 201603
Estados Unidos | Sierra Pacific Aberdeen | Sierra Pacific Industries Inc |  | 46.9728 | -123.774 | Aberdeen | Grays Harbor | Washington | 98520 | 301 Hagara Street | 17.4 | 17.4 | Biomasa | Biomasa | 0 | 0 | 0 | 0 | 0 | 0 | 0 | 0 | 0 | 0 | 17.4 | 0 | EIA-860, EIA-860M and EIA-923 | 201603
Estados Unidos | Montgomery County Oaks LFGE Plant | CB&I |  | 39.1833 | -77.1167 | Laytonsbille | Montgomery | Maryland | 20882 | 6001 Olney-Laytonsville Rd | 2.3 | 2.3 | Biomasa | Biomasa | 0 | 0 | 0 | 0 | 0 | 0 | 0 | 0 | 0 | 0 | 2.3 | 0 | EIA-860, EIA-860M and EIA-923 | 201603
Estados Unidos | Ridgeview |  |  | 44.1119 | -87.9494 | Whitelaw | Manitowoc | Wisconsin | 54247 | 6207 Hempton Lake Road | 6.4 | 6.4 | Biomasa | Biomasa | 0 | 0 | 0 | 0 | 0 | 0 | 0 | 0 | 0 | 0 | 6.4 | 0 | EIA-860, EIA-860M and EIA-923 | 201603
Estados Unidos | McMinnville | McMinnville Electric System |  | 35.705 | -85.7439 | McMinnville | Warren | Tennessee | 37111 | 200 West Morford St. | 21.6 | 1.8 | Petróleo | Biomasa | 0 | 0 | 19.8 | 0 | 0 | 0 | 0 | 0 | 0 | 0 | 1.8 | 0 | EIA-860, EIA-860M and EIA-923 | 201603
Estados Unidos | Boulder City Silver Lake Hydro | Boulder City of |  | 39.9913 | -105.5 | Boulder | Boulder | Colorado | 80306 | 35461 Highway 72 | 3.3 | 3.3 | Hidroeléctrica | Hidroeléctrica | 0 | 0 | 0 | 0 | 3.3 | 0 | 0 | 0 | 0 | 0 | 0 | 0 | EIA-860, EIA-860M and EIA-923 | 201603
Estados Unidos | Bay Windpower I | Bay Windpower LLC |  | 45.7644 | -84.7381 | Mackinaw City | Cheboygan | Michigan | 49701 | Trails End Road | 1.8 | 1.8 | Eólica | Eólica | 0 | 0 | 0 | 0 | 0 | 0 | 0 | 0 | 1.8 | 0 | 0 | 0 | EIA-860, EIA-860M and EIA-923 | 201603
Estados Unidos | Brown Station Road Plant II | Prince George's County |  | 38.8403 | -76.7764 | Upper Marlboro | Prince Georges | Maryland | 20774 | 3500-C Brown Station Rd. | 3.2 | 3.2 | Biomasa | Biomasa | 0 | 0 | 0 | 0 | 0 | 0 | 0 | 0 | 0 | 0 | 3.2 | 0 | EIA-860, EIA-860M and EIA-923 | 201603
Estados Unidos | Trent Wind Farm LP | Trent Wind Farm LP |  | 32.4301 | -100.236 | Trent | Nolan | Texas | 79561 | 1423 CR 131 | 150 | 150 | Eólica | Eólica | 0 | 0 | 0 | 0 | 0 | 0 | 0 | 0 | 150 | 0 | 0 | 0 | EIA-860, EIA-860M and EIA-923 | 201603
Estados Unidos | Champepaden Wind Power | EDF Renewable Asset Holdings, Inc. |  | 43.8997 | -95.9506 | Chandler | Murray | Minnesota | 56122 | 575 41st Street | 2 | 2 | Eólica | Eólica | 0 | 0 | 0 | 0 | 0 | 0 | 0 | 0 | 2 | 0 | 0 | 0 | EIA-860, EIA-860M and EIA-923 | 201603
Estados Unidos | Moulton Wind Power | EDF Renewable Asset Holdings, Inc. |  | 43.9204 | -95.9559 | Chandler | Murray | Minnesota | 56123 | 475 State Hwy 91 | 2 | 2 | Eólica | Eólica | 0 | 0 | 0 | 0 | 0 | 0 | 0 | 0 | 2 | 0 | 0 | 0 | EIA-860, EIA-860M and EIA-923 | 201603
Estados Unidos | Salton Sea Power LLC - Unit 5 | CalEnergy Operating Corporation |  | 33.1533 | -115.638 | Calipatria | Imperial | California | 92233 | 6922 Crummer Rd. | 46 | 46 | Geotérmica | Geotérmica | 0 | 0 | 0 | 0 | 0 | 0 | 0 | 0 | 0 | 46 | 0 | 0 | EIA-860, EIA-860M and EIA-923 | 201603
Estados Unidos | CE Turbo LLC | CalEnergy Operating Corporation |  | 33.1669 | -115.511 | Calipatria | Imperial | California | 92233 | 7001 Gentry Rd. | 10.9 | 10.9 | Geotérmica | Geotérmica | 0 | 0 | 0 | 0 | 0 | 0 | 0 | 0 | 0 | 10.9 | 0 | 0 | EIA-860, EIA-860M and EIA-923 | 201603
Estados Unidos | Mountaineer Wind Energy Center | Backbone Mountain Windpower, LLC |  | 39.1828 | -79.5372 | Thomas | Tucker | West Virginia | 26292 | 22752 Seneca Trail | 66 | 66 | Eólica | Eólica | 0 | 0 | 0 | 0 | 0 | 0 | 0 | 0 | 66 | 0 | 0 | 0 | EIA-860, EIA-860M and EIA-923 | 201603
Estados Unidos | Wabuska | Homestretch Geothermal LLC |  | 39.1641 | -119.18 | Yerington | Lyon | Nevada | 89447 | 15 Julian Lane | 2.5 | 2.5 | Geotérmica | Geotérmica | 0 | 0 | 0 | 0 | 0 | 0 | 0 | 0 | 0 | 2.5 | 0 | 0 | EIA-860, EIA-860M and EIA-923 | 201603
Estados Unidos | FPL Energy Vansycle LLC (OR) | FPL Energy Vansycle LLC |  | 46.0128 | -118.816 | Touchet | Umatilla | Oregon | 97835 | 356 Touchet Gardena Road | 122.8 | 122.8 | Eólica | Eólica | 0 | 0 | 0 | 0 | 0 | 0 | 0 | 0 | 122.8 | 0 | 0 | 0 | EIA-860, EIA-860M and EIA-923 | 201603
Estados Unidos | Brady | Ormat Nevada Inc |  | 39.796 | -119.01 | Fallon | Churchill | Nevada | 89406 | 10750 I-80 East, Exit 65 | 26.8 | 26.8 | Geotérmica | Geotérmica | 0 | 0 | 0 | 0 | 0 | 0 | 0 | 0 | 0 | 26.8 | 0 | 0 | EIA-860, EIA-860M and EIA-923 | 201603
Estados Unidos | Desert Sky | Desert Sky Wind Farm LP |  | 30.9178 | -102.087 | Iraan | Pecos | Texas | 79744 | PO Box 518, 8135 E Hwy 190 | 160.5 | 160.5 | Eólica | Eólica | 0 | 0 | 0 | 0 | 0 | 0 | 0 | 0 | 160.5 | 0 | 0 | 0 | EIA-860, EIA-860M and EIA-923 | 201603
Estados Unidos | Minot Wind Project | Basin Electric Power Coop |  | 48.0213 | -101.281 | Minot | Ward | North Dakota | 58701 | Hwy 83 & County 20 205 Ave S E | 7.1 | 7.1 | Eólica | Eólica | 0 | 0 | 0 | 0 | 0 | 0 | 0 | 0 | 7.1 | 0 | 0 | 0 | EIA-860, EIA-860M and EIA-923 | 201603
Estados Unidos | Waymart Wind | Waymart Wind Farm |  | 41.5533 | -75.4542 | Forest City | Wayne | Pennsylvania | 18472 | 1200 Flat Rock Rd | 64.5 | 64.5 | Eólica | Eólica | 0 | 0 | 0 | 0 | 0 | 0 | 0 | 0 | 64.5 | 0 | 0 | 0 | EIA-860, EIA-860M and EIA-923 | 201603
Estados Unidos | Minwind | Minwind Energy LLC |  | 43.5564 | -96.3036 | Luverne | Rock | Minnesota | 56156 | 41st Street and 80th Avenue | 3.8 | 3.8 | Eólica | Eólica | 0 | 0 | 0 | 0 | 0 | 0 | 0 | 0 | 3.8 | 0 | 0 | 0 | EIA-860, EIA-860M and EIA-923 | 201603
Estados Unidos | Hancock County Wind Energy Center | FPL Energy Hancock County Wind, LLC |  | 43.0533 | -93.6305 | Garner | Hancock | Iowa | 50438 | 1824 200th Street | 98 | 98 | Eólica | Eólica | 0 | 0 | 0 | 0 | 0 | 0 | 0 | 0 | 98 | 0 | 0 | 0 | EIA-860, EIA-860M and EIA-923 | 201603
Estados Unidos | Cabazon Wind Partners | Shell Wind Energy Inc. |  | 33.9172 | -116.735 | Cabazon | Riverside | California | 56011 | 14101 Rusmore Ave | 41 | 41 | Eólica | Eólica | 0 | 0 | 0 | 0 | 0 | 0 | 0 | 0 | 41 | 0 | 0 | 0 | EIA-860, EIA-860M and EIA-923 | 201603
Estados Unidos | Whitewater Hill Wind Partners | Shell Wind Energy Inc. |  | 33.925 | -116.618 | North Palm Springs | Riverside | California | 92258 | 63-665 19th Ave | 61.5 | 61.5 | Eólica | Eólica | 0 | 0 | 0 | 0 | 0 | 0 | 0 | 0 | 61.5 | 0 | 0 | 0 | EIA-860, EIA-860M and EIA-923 | 201603
Estados Unidos | WWTP Power Generation Station | East Bay Municipal Util Dist |  | 37.8258 | -122.296 | Oakland | Alameda | California | 94607 | 2020 Wake Avenue | 6 | 6 | Biomasa | Biomasa | 0 | 0 | 0 | 0 | 0 | 0 | 0 | 0 | 0 | 0 | 6 | 0 | EIA-860, EIA-860M and EIA-923 | 201603
Estados Unidos | Meyersdale Windpower | FPL Energy Meyersdale Windpower LLC |  | 39.7907 | -79.002 | Meyersdale | Somerset | Pennsylvania | 15552 | 1773 Sandspring Rd | 30 | 30 | Eólica | Eólica | 0 | 0 | 0 | 0 | 0 | 0 | 0 | 0 | 30 | 0 | 0 | 0 | EIA-860, EIA-860M and EIA-923 | 201603
Estados Unidos | G McNeilus Wind Farm Dodge Center | Garwin McNeilus |  | 43.9785 | -92.8511 | Dodge Center | Dodge | Minnesota | 55927 | 65742 State Highway 56 | 43 | 43 | Eólica | Eólica | 0 | 0 | 0 | 0 | 0 | 0 | 0 | 0 | 43 | 0 | 0 | 0 | EIA-860, EIA-860M and EIA-923 | 201603
Estados Unidos | Berlin Landfill Gas | WM Renewable Energy LLC |  | 43.9603 | -88.9158 | Berlin | Green Lake | Wisconsin | 54923 | W694 White Ridge Rod | 2.4 | 2.4 | Biomasa | Biomasa | 0 | 0 | 0 | 0 | 0 | 0 | 0 | 0 | 0 | 0 | 2.4 | 0 | EIA-860, EIA-860M and EIA-923 | 201603
Estados Unidos | High Winds LLC | FPLE High Winds, LLC |  | 38.1381 | -121.805 | Birds Landing | Solano | California | 94512 | 6700 Birds Landing Rd. | 162 | 162 | Eólica | Eólica | 0 | 0 | 0 | 0 | 0 | 0 | 0 | 0 | 162 | 0 | 0 | 0 | EIA-860, EIA-860M and EIA-923 | 201603
Estados Unidos | Riceland Foods Cogeneration Plant | Riceland Foods Inc. |  | 34.5136 | -91.5331 | Stuttgart | Arkansas | Arkansas | 72160 | 1200 North Park Avenue | 8 | 8 | Biomasa | Biomasa | 0 | 0 | 0 | 0 | 0 | 0 | 0 | 0 | 0 | 0 | 8 | 0 | EIA-860, EIA-860M and EIA-923 | 201603
Estados Unidos | SJ/SC WPCP | San Jose/Santa Clara Water P C |  | 37.4344 | -121.946 | San Jose | Santa Clara | California | 95134 | 700 Los Esteros Road | 11 | 2.6 | Gas natural | Biomasa | 0 | 8.4 | 0 | 0 | 0 | 0 | 0 | 0 | 0 | 0 | 2.6 | 0 | EIA-860, EIA-860M and EIA-923 | 201603
Estados Unidos | Blue Canyon Windpower | Blue Canyon Windpower LLC |  | 34.8508 | -98.5773 | Carnegie | Comanche | Oklahoma | 73015 | 3109 State Hwy 19 | 74.3 | 74.3 | Eólica | Eólica | 0 | 0 | 0 | 0 | 0 | 0 | 0 | 0 | 74.3 | 0 | 0 | 0 | EIA-860, EIA-860M and EIA-923 | 201603
Estados Unidos | South Dakota Wind Energy Cente | FPL Energy South Dakota Wind LLC |  | 44.5492 | -99.5 | Highmore | Hyde | South Dakota | 57345 | 33716 207th St | 40.5 | 40.5 | Eólica | Eólica | 0 | 0 | 0 | 0 | 0 | 0 | 0 | 0 | 40.5 | 0 | 0 | 0 | EIA-860, EIA-860M and EIA-923 | 201603
Estados Unidos | TransAlta Wyoming Wind | NextEra Energy Operating Services LLC |  | 41.2874 | -110.556 | Evanston | Uinta | Wyoming | 82930 | 3287 Divide Rd | 144 | 144 | Eólica | Eólica | 0 | 0 | 0 | 0 | 0 | 0 | 0 | 0 | 144 | 0 | 0 | 0 | EIA-860, EIA-860M and EIA-923 | 201603
Estados Unidos | Oklahoma Wind Energy Center | FPL Energy Oklahoma Wind LLC |  | 36.604 | -99.34 | Woodward | Woodward | Oklahoma | 73801 | 3/8 mi W of Intrscn EW30/NS208 | 102 | 102 | Eólica | Eólica | 0 | 0 | 0 | 0 | 0 | 0 | 0 | 0 | 102 | 0 | 0 | 0 | EIA-860, EIA-860M and EIA-923 | 201603
Estados Unidos | New Mexico Wind Energy Center | FPL Energy New Mexico Wind LLC |  | 34.6357 | -104.047 | House | Quay | New Mexico | 88121 | 1561 State Highway 252 | 204 | 204 | Eólica | Eólica | 0 | 0 | 0 | 0 | 0 | 0 | 0 | 0 | 204 | 0 | 0 | 0 | EIA-860, EIA-860M and EIA-923 | 201603
Estados Unidos | FPL Energy North Dakota Wind I/II | FPL Energy North Dakota Wind LLC |  | 46.3272 | -98.8984 | Edgeley | LaMoure | North Dakota | 58433 | 7305 74th Ave., SE | 61.5 | 61.5 | Eólica | Eólica | 0 | 0 | 0 | 0 | 0 | 0 | 0 | 0 | 61.5 | 0 | 0 | 0 | EIA-860, EIA-860M and EIA-923 | 201603
Estados Unidos | MEAN Wind Project | Municipal Energy Agency of NE |  | 41.2736 | -103.698 | Kimball | Kimball | Nebraska | 69145 | Northwest of Kimball | 10.5 | 10.5 | Eólica | Eólica | 0 | 0 | 0 | 0 | 0 | 0 | 0 | 0 | 10.5 | 0 | 0 | 0 | EIA-860, EIA-860M and EIA-923 | 201603
Estados Unidos | Brazos Wind Farm | Shell Wind Energy Inc. |  | 32.9479 | -101.148 | Fluvanna | Scurry | Texas | 79517 | 968 Main Street | 160 | 160 | Eólica | Eólica | 0 | 0 | 0 | 0 | 0 | 0 | 0 | 0 | 160 | 0 | 0 | 0 | EIA-860, EIA-860M and EIA-923 | 201603
Estados Unidos | Mountain View III | Iberdrola Renewables Inc |  | 33.9141 | -116.591 | North Palm Springs | Riverside | California | 92258 | 19020 Indian Avenue | 22.4 | 22.4 | Eólica | Eólica | 0 | 0 | 0 | 0 | 0 | 0 | 0 | 0 | 22.4 | 0 | 0 | 0 | EIA-860, EIA-860M and EIA-923 | 201603
Estados Unidos | Tessman Road | Energy Developments Inc |  | 29.4289 | -98.3433 | San Antonio | Bexar | Texas | 78219 | 7000 I-10 East | 9.8 | 9.8 | Biomasa | Biomasa | 0 | 0 | 0 | 0 | 0 | 0 | 0 | 0 | 0 | 0 | 9.8 | 0 | EIA-860, EIA-860M and EIA-923 | 201603
Estados Unidos | Middlesex Generating Facility | Middlesex Generating Company LLC |  | 40.4903 | -74.3156 | Sayerville | Middlesex | New Jersey | 08872 | East Main Street Extension | 18.8 | 18.8 | Biomasa | Biomasa | 0 | 0 | 0 | 0 | 0 | 0 | 0 | 0 | 0 | 0 | 18.8 | 0 | EIA-860, EIA-860M and EIA-923 | 201603
Estados Unidos | Lee County Landfill | South Carolina Public Service Authority |  | 34.181 | -80.2678 | Bishopville | Lee | South Carolina | 29010 | 1431 Sumter Highway | 10.6 | 10.6 | Biomasa | Biomasa | 0 | 0 | 0 | 0 | 0 | 0 | 0 | 0 | 0 | 0 | 10.6 | 0 | EIA-860, EIA-860M and EIA-923 | 201603
Estados Unidos | Anderson Regional Landfill | South Carolina Public Service Authority |  | 34.5739 | -82.4621 | Belton | Richland | South Carolina | 29627 | 203 Landfill Road | 3 | 3 | Biomasa | Biomasa | 0 | 0 | 0 | 0 | 0 | 0 | 0 | 0 | 0 | 0 | 3 | 0 | EIA-860, EIA-860M and EIA-923 | 201603
Estados Unidos | Richland County Landfill | South Carolina Public Service Authority |  | 34.103 | -80.7905 | Lugoff | Richland | South Carolina | 29078 | 1703 Screaming Eagle Road | 8.2 | 8.2 | Biomasa | Biomasa | 0 | 0 | 0 | 0 | 0 | 0 | 0 | 0 | 0 | 0 | 8.2 | 0 | EIA-860, EIA-860M and EIA-923 | 201603
Estados Unidos | Minwind 3-9 | Minwind Energy LLC |  | 43.6383 | -96.3919 | Beaver Creek | Rock | Minnesota | 56116 | 1056 40th Ave. | 11.6 | 11.6 | Eólica | Eólica | 0 | 0 | 0 | 0 | 0 | 0 | 0 | 0 | 11.6 | 0 | 0 | 0 | EIA-860, EIA-860M and EIA-923 | 201603
Estados Unidos | Springville Hydroelectric | Calleguas Mun Water District |  | 34.2253 | -119.086 | Camarillo | Ventura | California | 93010 | 833 Via Zamora | 1 | 1 | Hidroeléctrica | Hidroeléctrica | 0 | 0 | 0 | 0 | 1 | 0 | 0 | 0 | 0 | 0 | 0 | 0 | EIA-860, EIA-860M and EIA-923 | 201603
Estados Unidos | Chanarambie Power Partners, LLC | Allete Clean Energy |  | 44.011 | -96.0446 | Lake Wilson | Murray | Minnesota | 56151 | 215 111th St. | 85.5 | 85.5 | Eólica | Eólica | 0 | 0 | 0 | 0 | 0 | 0 | 0 | 0 | 85.5 | 0 | 0 | 0 | EIA-860, EIA-860M and EIA-923 | 201603
Estados Unidos | Seven Mile Creek LFG | Dairyland Power Coop |  | 44.8298 | -91.3731 | Eau Claire | Eau Claire | Wisconsin | 54701 | 8001 Olson Drive | 3.4 | 3.4 | Biomasa | Biomasa | 0 | 0 | 0 | 0 | 0 | 0 | 0 | 0 | 0 | 0 | 3.4 | 0 | EIA-860, EIA-860M and EIA-923 | 201603
Estados Unidos | Viking Wind Partners | Allete Clean Energy |  | 43.9835 | -96.0118 | Lake Wilson | Murray | Minnesota | 56151 | 215 111th Street | 12 | 12 | Eólica | Eólica | 0 | 0 | 0 | 0 | 0 | 0 | 0 | 0 | 12 | 0 | 0 | 0 | EIA-860, EIA-860M and EIA-923 | 201603
Estados Unidos | Mendota Hills, LLC | Leeward Asset Management, LLC |  | 41.7194 | -89.0492 | Paw Paw | Lee | Illinois | 60553 | 823 Bingham Road | 50.4 | 50.4 | Eólica | Eólica | 0 | 0 | 0 | 0 | 0 | 0 | 0 | 0 | 50.4 | 0 | 0 | 0 | EIA-860, EIA-860M and EIA-923 | 201603
Estados Unidos | Ainsworth Wind | Nebraska Public Power District |  | 42.4489 | -99.8917 | Ainsworth | Brown | Nebraska | 69210 | Highway 7 | 59.4 | 59.4 | Eólica | Eólica | 0 | 0 | 0 | 0 | 0 | 0 | 0 | 0 | 59.4 | 0 | 0 | 0 | EIA-860, EIA-860M and EIA-923 | 201603
Estados Unidos | Mid Valley Plant | MM Mid Valley Genco LLC |  | 34.1425 | -117.427 | Rialto | San Bernardino | California | 92377 | 2390 North Alder | 2.6 | 2.6 | Biomasa | Biomasa | 0 | 0 | 0 | 0 | 0 | 0 | 0 | 0 | 0 | 0 | 2.6 | 0 | EIA-860, EIA-860M and EIA-923 | 201603
Estados Unidos | Flying Cloud Power Partners LLC | Iberdrola Renewables Inc |  | 43.3897 | -95.2997 | Lake Park | Dickinson | Iowa | 51347 | 1574 170th Street | 43.5 | 43.5 | Eólica | Eólica | 0 | 0 | 0 | 0 | 0 | 0 | 0 | 0 | 43.5 | 0 | 0 | 0 | EIA-860, EIA-860M and EIA-923 | 201603
Estados Unidos | Colorado Green Holdings LLC | Iberdrola Renewables Inc |  | 37.7033 | -102.623 | Lamar | Prowers | Colorado | 81052 | 8501 County Road E | 162 | 162 | Eólica | Eólica | 0 | 0 | 0 | 0 | 0 | 0 | 0 | 0 | 162 | 0 | 0 | 0 | EIA-860, EIA-860M and EIA-923 | 201603
Estados Unidos | Moraine Wind LLC | Iberdrola Renewables Inc |  | 44.0667 | -96.0667 | Woodstock | Pipestone | Minnesota | 56186 | 4 151th Street | 51 | 51 | Eólica | Eólica | 0 | 0 | 0 | 0 | 0 | 0 | 0 | 0 | 51 | 0 | 0 | 0 | EIA-860, EIA-860M and EIA-923 | 201603
Estados Unidos | Columbia Flooring Melbourne | Unilin Flooring NC LLC-Columbia Flooring |  | 36.0605 | -91.9198 | Melbourne | Izard | Arkansas | 72556 | Highway 9 Spur | 1.7 | 1.7 | Biomasa | Biomasa | 0 | 0 | 0 | 0 | 0 | 0 | 0 | 0 | 0 | 0 | 1.7 | 0 | EIA-860, EIA-860M and EIA-923 | 201603
Estados Unidos | Georgia-Pacific Wauna Mill | Georgia-Pacific Consr Prods LP-Wauna |  | 46.154 | -123.407 | Clatskanie | Clatsop | Oregon | 97016 | 92326 Taylorville Road | 22 | 22 | Biomasa | Biomasa | 0 | 0 | 0 | 0 | 0 | 0 | 0 | 0 | 0 | 0 | 22 | 0 | EIA-860, EIA-860M and EIA-923 | 201603
Estados Unidos | Medford Operation | Boise Cascade Wood Products LLC |  | 42.3555 | -122.905 | Medford | Jackson | Oregon | 97501 | 3285 North Pacific Highway | 7.5 | 7.5 | Biomasa | Biomasa | 0 | 0 | 0 | 0 | 0 | 0 | 0 | 0 | 0 | 0 | 7.5 | 0 | EIA-860, EIA-860M and EIA-923 | 201603
Estados Unidos | Combine Hills I | Eurus Combine Hills I LLC |  | 45.943 | -118.591 | Milton-Freewater | Umatilla | Oregon | 97862 | 84700 White Reservoir Road | 41 | 41 | Eólica | Eólica | 0 | 0 | 0 | 0 | 0 | 0 | 0 | 0 | 41 | 0 | 0 | 0 | EIA-860, EIA-860M and EIA-923 | 201603
Estados Unidos | TG Windfarm LLC | NRG Energy Gas & Wind Holdings Inc |  | 43.9897 | -96.2236 | Pipestone | Pipestone | Minnesota | 56164 | 966 120th Ave | 2 | 2 | Eólica | Eólica | 0 | 0 | 0 | 0 | 0 | 0 | 0 | 0 | 2 | 0 | 0 | 0 | EIA-860, EIA-860M and EIA-923 | 201603
Estados Unidos | CG Windfarm LLC | NRG Energy Gas & Wind Holdings Inc |  | 43.9931 | -96.2186 | Woodstock | Pipestone | Minnesota | 56186 | 996 120th Avenue | 2 | 2 | Eólica | Eólica | 0 | 0 | 0 | 0 | 0 | 0 | 0 | 0 | 2 | 0 | 0 | 0 | EIA-860, EIA-860M and EIA-923 | 201603
Estados Unidos | Bisson Windfarm LLC | NRG Energy Gas & Wind Holdings Inc |  | 43.9844 | -96.2194 | Pipestone | Pipestone | Minnesota | 56164 | 906 120th Avenue | 2 | 2 | Eólica | Eólica | 0 | 0 | 0 | 0 | 0 | 0 | 0 | 0 | 2 | 0 | 0 | 0 | EIA-860, EIA-860M and EIA-923 | 201603
Estados Unidos | Tofteland Windfarm LLC | Tofteland Windfarm LLC |  | 43.9803 | -96.2233 | Pipestone | Pipestone | Minnesota | 56164 | 936 120th Avenue | 2 | 2 | Eólica | Eólica | 0 | 0 | 0 | 0 | 0 | 0 | 0 | 0 | 2 | 0 | 0 | 0 | EIA-860, EIA-860M and EIA-923 | 201603
Estados Unidos | Westridge Windfarm LLC | NRG Energy Gas & Wind Holdings Inc |  | 43.9886 | -96.2156 | Woodstock | Pipestone | Minnesota | 56164 | 966 12th Ave | 2 | 2 | Eólica | Eólica | 0 | 0 | 0 | 0 | 0 | 0 | 0 | 0 | 2 | 0 | 0 | 0 | EIA-860, EIA-860M and EIA-923 | 201603
Estados Unidos | Fey Windfarm LLC | Fey Windfarm LLC |  | 44.0364 | -96.0736 | Woodstock | Pipestone | Minnesota | 56186 | 1959 131th Street | 2 | 2 | Eólica | Eólica | 0 | 0 | 0 | 0 | 0 | 0 | 0 | 0 | 2 | 0 | 0 | 0 | EIA-860, EIA-860M and EIA-923 | 201603
Estados Unidos | Windcurrent Farms LLC | Windcurrent Farms LLC |  | 44.0236 | -96.0789 | Woodstock | Pipestone | Minnesota | 56186 | 1928 121th Street | 2 | 2 | Eólica | Eólica | 0 | 0 | 0 | 0 | 0 | 0 | 0 | 0 | 2 | 0 | 0 | 0 | EIA-860, EIA-860M and EIA-923 | 201603
Estados Unidos | K-Brink Windfarm LLC | NRG Energy Gas & Wind Holdings Inc |  | 44.0197 | -96.1183 | Woodstock | Pipestone | Minnesota | 56186 | 1731 121th Street | 2 | 2 | Eólica | Eólica | 0 | 0 | 0 | 0 | 0 | 0 | 0 | 0 | 2 | 0 | 0 | 0 | EIA-860, EIA-860M and EIA-923 | 201603
Estados Unidos | DL Windy Acres LLC | Brewster |  | 43.6514 | -95.3686 | Brewster | Jackson | Minnesota | 56119 | 80442 350th Avenue | 2 | 2 | Eólica | Eólica | 0 | 0 | 0 | 0 | 0 | 0 | 0 | 0 | 2 | 0 | 0 | 0 | EIA-860, EIA-860M and EIA-923 | 201603
Estados Unidos | S&P Windfarm LLC | Brewster |  | 43.6514 | -95.3825 | Brewster | Jackson | Minnesota | 56119 | 80441 350th Avenue | 2 | 2 | Eólica | Eólica | 0 | 0 | 0 | 0 | 0 | 0 | 0 | 0 | 2 | 0 | 0 | 0 | EIA-860, EIA-860M and EIA-923 | 201603
Estados Unidos | Boeve Windfarm LLC | NRG Energy Gas & Wind Holdings Inc |  | 44.0508 | -96.0933 | Woodstock | Pipestone | Minnesota | 56186 | 1857 141st Street | 2 | 2 | Eólica | Eólica | 0 | 0 | 0 | 0 | 0 | 0 | 0 | 0 | 2 | 0 | 0 | 0 | EIA-860, EIA-860M and EIA-923 | 201603
Estados Unidos | B&K Energy Systems LLC | Brewster |  | 43.6514 | -95.3755 | Brewster | Jackson | Minnesota | 56119 | 80442 350th Avenue | 2 | 2 | Eólica | Eólica | 0 | 0 | 0 | 0 | 0 | 0 | 0 | 0 | 2 | 0 | 0 | 0 | EIA-860, EIA-860M and EIA-923 | 201603
Estados Unidos | Sweetwater Wind 1 LLC | Leeward Asset Management, LLC |  | 32.3606 | -100.339 | Sweetwater | Nolan | Texas | 79556 | 7051 Hwy 70 | 37.5 | 37.5 | Eólica | Eólica | 0 | 0 | 0 | 0 | 0 | 0 | 0 | 0 | 37.5 | 0 | 0 | 0 | EIA-860, EIA-860M and EIA-923 | 201603
Estados Unidos | Sweetwater Wind 2 LLC | Leeward Asset Management, LLC |  | 32.3472 | -100.37 | Sweetwater | Nolan | Texas | 79556 | Nolan | 91.5 | 91.5 | Eólica | Eólica | 0 | 0 | 0 | 0 | 0 | 0 | 0 | 0 | 91.5 | 0 | 0 | 0 | EIA-860, EIA-860M and EIA-923 | 201603
Estados Unidos | Aeroturbine | Energy Unlimited Inc |  | 33.875 | -116.625 | N. Palm Spring | Riverside | California | 92258 | 12 miles N/W Palm Spring | 4.7 | 4.7 | Eólica | Eólica | 0 | 0 | 0 | 0 | 0 | 0 | 0 | 0 | 4.7 | 0 | 0 | 0 | EIA-860, EIA-860M and EIA-923 | 201603
Estados Unidos | Allendorf | E&E Enterprises LLC |  | 43.4 | -95.6333 | Allendorf | Osceola | Iowa | 51354 | U S Highway 59 | 1.4 | 1.4 | Eólica | Eólica | 0 | 0 | 0 | 0 | 0 | 0 | 0 | 0 | 1.4 | 0 | 0 | 0 | EIA-860, EIA-860M and EIA-923 | 201603
Estados Unidos | L J Trust | Wind Energy America Inc |  | 43.4058 | -95.6547 | Allendorf | Osceola | Iowa | 51354 | U.S. Hwy. 59 | 2 | 2 | Eólica | Eólica | 0 | 0 | 0 | 0 | 0 | 0 | 0 | 0 | 2 | 0 | 0 | 0 | EIA-860, EIA-860M and EIA-923 | 201603
Estados Unidos | NAE Shaokatan Power | Wind Energy America Inc |  | 44.3989 | -96.4178 | Hendricks | Lincoln | Minnesota | 56136 | 2390 County Hwy 1 | 1.6 | 1.6 | Eólica | Eólica | 0 | 0 | 0 | 0 | 0 | 0 | 0 | 0 | 1.6 | 0 | 0 | 0 | EIA-860, EIA-860M and EIA-923 | 201603
Estados Unidos | Zachary Ridge LLC | Wind Energy America Inc |  | 43.4058 | -95.6575 | Allendorf | Osceola | Iowa | 51354 | U.S. Hwy 59 | 2 | 2 | Eólica | Eólica | 0 | 0 | 0 | 0 | 0 | 0 | 0 | 0 | 2 | 0 | 0 | 0 | EIA-860, EIA-860M and EIA-923 | 201603
Estados Unidos | Aeolus Wind Facility | Aeolus Wind LLC |  | 36.4725 | -101.328 | Spearman | Hansford | Texas | 79081 | 14899 County Rd 17 | 3 | 3 | Eólica | Eólica | 0 | 0 | 0 | 0 | 0 | 0 | 0 | 0 | 3 | 0 | 0 | 0 | EIA-860, EIA-860M and EIA-923 | 201603
Estados Unidos | Bowling Green Wind | American Mun Power-Ohio, Inc |  | 41.3786 | -83.7383 | Bowling Green | Wood | Ohio | 43402 | Rt 6 W of Interstate 75 | 7.2 | 7.2 | Eólica | Eólica | 0 | 0 | 0 | 0 | 0 | 0 | 0 | 0 | 7.2 | 0 | 0 | 0 | EIA-860, EIA-860M and EIA-923 | 201603
Estados Unidos | Prescott Airport | Arizona Public Service Co |  | 34.6584 | -112.401 | Prescott | Yavapai | Arizona | 86301 | Melville Road | 2.1 | 2.1 | Solar | Solar | 0 | 0 | 0 | 0 | 0 | 0 | 0 | 2.1 | 0 | 0 | 0 | 0 | EIA-860, EIA-860M and EIA-923 | 201603
Estados Unidos | Buffalo Gap Wind Farm | AES Wind Generation Inc |  | 32.3116 | -100.062 | Merkel | Taylor | Texas | 79536 | 10718 FM89 | 120.6 | 120.6 | Eólica | Eólica | 0 | 0 | 0 | 0 | 0 | 0 | 0 | 0 | 120.6 | 0 | 0 | 0 | EIA-860, EIA-860M and EIA-923 | 201603
Estados Unidos | Perham Incinerator | Prairie Lakes Municipal Solid Waste Auth |  | 46.5915 | -95.5648 | Perham | Otter Tail | Minnesota | 56573 | 201 6th Avenue NE | 1.2 | 1.2 | Biomasa | Biomasa | 0 | 0 | 0 | 0 | 0 | 0 | 0 | 0 | 0 | 0 | 1.2 | 0 | EIA-860, EIA-860M and EIA-923 | 201603
Estados Unidos | Ontario LFGTE | Seneca Energy II |  | 42.8586 | -77.0872 | Stanley | Ontario | New York | 14561 | 3555 Post Farm Road | 11.2 | 11.2 | Biomasa | Biomasa | 0 | 0 | 0 | 0 | 0 | 0 | 0 | 0 | 0 | 0 | 11.2 | 0 | EIA-860, EIA-860M and EIA-923 | 201603
Estados Unidos | Intrepid | MidAmerican Energy Co |  | 42.5539 | -95.3283 | Schaller | Buena Vista | Iowa | 51053 | 506 West 2nd | 183 | 183 | Eólica | Eólica | 0 | 0 | 0 | 0 | 0 | 0 | 0 | 0 | 183 | 0 | 0 | 0 | EIA-860, EIA-860M and EIA-923 | 201603
Estados Unidos | Century | MidAmerican Energy Co |  | 42.5644 | -93.6369 | Blairsburg | Hamilton | Iowa | 50034 | 301 Commercial St | 200 | 200 | Eólica | Eólica | 0 | 0 | 0 | 0 | 0 | 0 | 0 | 0 | 200 | 0 | 0 | 0 | EIA-860, EIA-860M and EIA-923 | 201603
Estados Unidos | Hopkins Ridge Wind | Puget Sound Energy Inc |  | 46.4211 | -117.833 | Dayton | Columbia | Washington | 99328 | 431 Gwinn Road | 156.6 | 156.6 | Eólica | Eólica | 0 | 0 | 0 | 0 | 0 | 0 | 0 | 0 | 156.6 | 0 | 0 | 0 | EIA-860, EIA-860M and EIA-923 | 201603
Estados Unidos | South Fork | Alaska Power and Telephone Co |  | 55.5633 | -132.891 | Klawock | Prince of Wales Ketchikan | Alaska | 99925 | Mile 8 Blackbear Lake Rd | 1.9 | 1.9 | Hidroeléctrica | Hidroeléctrica | 0 | 0 | 0 | 0 | 1.9 | 0 | 0 | 0 | 0 | 0 | 0 | 0 | EIA-860, EIA-860M and EIA-923 | 201603
Estados Unidos | Callahan Divide Wind Energy Center | FPL Energy Callahan Wind, LLC |  | 32.3039 | -100.022 | Tusocola | Taylor | Texas | 79562 | 1209 F CR 618 | 114 | 114 | Eólica | Eólica | 0 | 0 | 0 | 0 | 0 | 0 | 0 | 0 | 114 | 0 | 0 | 0 | EIA-860, EIA-860M and EIA-923 | 201603
Estados Unidos | Diablo Wind LLC | Diablo Wind LLC |  | 37.7637 | -121.614 | Livermore | Alameda | California | 94550 | 6185 Industrial Way | 18 | 18 | Eólica | Eólica | 0 | 0 | 0 | 0 | 0 | 0 | 0 | 0 | 18 | 0 | 0 | 0 | EIA-860, EIA-860M and EIA-923 | 201603
Estados Unidos | Weatherford Wind Energy Center | FPL Energy Weatherford, LLC |  | 35.5094 | -98.7346 | Weatherford | Custer | Oklahoma | 73906 | 3070 West service road | 147 | 147 | Eólica | Eólica | 0 | 0 | 0 | 0 | 0 | 0 | 0 | 0 | 147 | 0 | 0 | 0 | EIA-860, EIA-860M and EIA-923 | 201603
Estados Unidos | Helzel & Schwarzhoff 86 | Wind Stream Operations LLC |  | 35.0925 | -118.395 | Tehachapi | Kern | California | 93561 | 13000 Jameson Road | 2.4 | 2.4 | Eólica | Eólica | 0 | 0 | 0 | 0 | 0 | 0 | 0 | 0 | 2.4 | 0 | 0 | 0 | EIA-860, EIA-860M and EIA-923 | 201603
Estados Unidos | ZCO | AES Wind Generation Inc |  | 35.0772 | -118.381 | Tehachapi | Kern | California | 93561 | 13000 Jameson Road | 1.6 | 1.6 | Eólica | Eólica | 0 | 0 | 0 | 0 | 0 | 0 | 0 | 0 | 1.6 | 0 | 0 | 0 | EIA-860, EIA-860M and EIA-923 | 201603
Estados Unidos | Bavarian LFGTE | East Kentucky Power Coop, Inc |  | 38.8608 | -84.6556 | Walton | Boone | Kentucky | 41094 | 12760 McCoy Fork Road | 3.2 | 3.2 | Biomasa | Biomasa | 0 | 0 | 0 | 0 | 0 | 0 | 0 | 0 | 0 | 0 | 3.2 | 0 | EIA-860, EIA-860M and EIA-923 | 201603
Estados Unidos | Green Valley LFGTE | East Kentucky Power Coop, Inc |  | 38.4192 | -82.7236 | Ashland | Greenup | Kentucky | 41102 | 517 Addington Drive | 2.4 | 2.4 | Biomasa | Biomasa | 0 | 0 | 0 | 0 | 0 | 0 | 0 | 0 | 0 | 0 | 2.4 | 0 | EIA-860, EIA-860M and EIA-923 | 201603
Estados Unidos | Laurel Ridge LFGTE | East Kentucky Power Coop, Inc |  | 37.035 | -84.0933 | Lily | Laurel | Kentucky | 40740 | 3608 East Highway 552 | 4 | 4 | Biomasa | Biomasa | 0 | 0 | 0 | 0 | 0 | 0 | 0 | 0 | 0 | 0 | 4 | 0 | EIA-860, EIA-860M and EIA-923 | 201603
Estados Unidos | Hardin County LFGTE | East Kentucky Power Coop, Inc |  | 37.7258 | -85.7258 | Elizabethtown | Hardin | Kentucky | 42701 | 1598 Audubon Trace | 2.4 | 2.4 | Biomasa | Biomasa | 0 | 0 | 0 | 0 | 0 | 0 | 0 | 0 | 0 | 0 | 2.4 | 0 | EIA-860, EIA-860M and EIA-923 | 201603
Estados Unidos | Maple Ridge Wind Farm | Flat Rock Windpower, LLC |  | 43.7853 | -75.5753 | Lowville | Lewis | New York | 13367 | 6972 Eagle Factory Road | 322 | 322 | Eólica | Eólica | 0 | 0 | 0 | 0 | 0 | 0 | 0 | 0 | 322 | 0 | 0 | 0 | EIA-860, EIA-860M and EIA-923 | 201603
Estados Unidos | Horse Hollow Wind Energy Center | FPL Energy Horse Hollow LLC |  | 32.214 | -100.057 | Wingate | Taylor | Texas | 79566 | 14064 B Hwy 277 S | 735.5 | 735.5 | Eólica | Eólica | 0 | 0 | 0 | 0 | 0 | 0 | 0 | 0 | 735.5 | 0 | 0 | 0 | EIA-860, EIA-860M and EIA-923 | 201603
Estados Unidos | Caprock Wind Farm | Leeward Asset Management, LLC |  | 34.9806 | -103.354 | San Jon | Quay | New Mexico | 88434 | 1414A State Hwy 469 | 80 | 80 | Eólica | Eólica | 0 | 0 | 0 | 0 | 0 | 0 | 0 | 0 | 80 | 0 | 0 | 0 | EIA-860, EIA-860M and EIA-923 | 201603
Estados Unidos | Kumeyaay Wind | Leeward Asset Management, LLC |  | 32.7056 | -116.342 | Campo | San Diego | California | 91906 | North of I-8, West of Campo Cr | 50 | 50 | Eólica | Eólica | 0 | 0 | 0 | 0 | 0 | 0 | 0 | 0 | 50 | 0 | 0 | 0 | EIA-860, EIA-860M and EIA-923 | 201603
Estados Unidos | Trimont Area Wind Farm | Iberdrola Renewables Inc |  | 43.7938 | -94.8499 | Trimont | Martin | Minnesota | 56172 | 231 220th Street | 100.5 | 100.5 | Eólica | Eólica | 0 | 0 | 0 | 0 | 0 | 0 | 0 | 0 | 100.5 | 0 | 0 | 0 | EIA-860, EIA-860M and EIA-923 | 201603
Estados Unidos | Crescent Ridge | Leeward Asset Management, LLC |  | 41.25 | -89.5708 | Tiskilwa | Bureau | Illinois | 61368 | 6250 1475 East St | 53 | 53 | Eólica | Eólica | 0 | 0 | 0 | 0 | 0 | 0 | 0 | 0 | 53 | 0 | 0 | 0 | EIA-860, EIA-860M and EIA-923 | 201603
Estados Unidos | Wind Park Bear Creek | Leeward Asset Management, LLC |  | 41.2353 | -75.7531 | Bear Creek | Luzerne | Pennsylvania | 18702 | 10 miles SE of Wilkes-Barre PA | 24 | 24 | Eólica | Eólica | 0 | 0 | 0 | 0 | 0 | 0 | 0 | 0 | 24 | 0 | 0 | 0 | EIA-860, EIA-860M and EIA-923 | 201603
Estados Unidos | Jersey-Atlantic Wind Farm | Leeward Asset Management, LLC |  | 39.3822 | -74.4475 | Atlantic City | Atlantic | New Jersey | 08401 | 1801 Absecon Blvd. | 7.5 | 7.5 | Eólica | Eólica | 0 | 0 | 0 | 0 | 0 | 0 | 0 | 0 | 7.5 | 0 | 0 | 0 | EIA-860, EIA-860M and EIA-923 | 201603
Estados Unidos | Wolverine Creek | Invenergy Services LLC |  | 43.4195 | -111.829 | Idaho Falls | Bonneville | Idaho | 83401 | 729 Bone Road | 64.5 | 64.5 | Eólica | Eólica | 0 | 0 | 0 | 0 | 0 | 0 | 0 | 0 | 64.5 | 0 | 0 | 0 | EIA-860, EIA-860M and EIA-923 | 201603
Estados Unidos | Oasis Wind | EDF Renewable Asset Holdings, Inc. |  | 35.0609 | -118.292 | Mojave | Kern | California | 93501 | 7021 Oak Creek Road | 60 | 60 | Eólica | Eólica | 0 | 0 | 0 | 0 | 0 | 0 | 0 | 0 | 60 | 0 | 0 | 0 | EIA-860, EIA-860M and EIA-923 | 201603
Estados Unidos | Elk River Wind | Iberdrola Renewables Inc |  | 37.5797 | -96.5503 | Beaumont | Butler | Kansas | 67072 | 14980 SE 190th | 150 | 150 | Eólica | Eólica | 0 | 0 | 0 | 0 | 0 | 0 | 0 | 0 | 150 | 0 | 0 | 0 | EIA-860, EIA-860M and EIA-923 | 201603
Estados Unidos | San Juan Mesa Wind Project LLC | NRG Energy Gas & Wind Holdings Inc |  | 33.9716 | -103.86 | Elida | Roosevelt | New Mexico | 88116 | 4388 S. Roosevelt Road 22 | 120 | 120 | Eólica | Eólica | 0 | 0 | 0 | 0 | 0 | 0 | 0 | 0 | 120 | 0 | 0 | 0 | EIA-860, EIA-860M and EIA-923 | 201603
Estados Unidos | Adams Wind Farm | Garwin McNeilus |  | 43.5548 | -92.7241 | Adams | Mower | Minnesota | 55909 | 12933 660 Ave | 24 | 24 | Eólica | Eólica | 0 | 0 | 0 | 0 | 0 | 0 | 0 | 0 | 24 | 0 | 0 | 0 | EIA-860, EIA-860M and EIA-923 | 201603
Estados Unidos | Fossil Gulch | Colorado & Santa Fe Energy Co |  | 42.8581 | -114.949 | Hagerman | Gooding | Idaho | 83332 | Near town of Hagerman | 10.5 | 10.5 | Eólica | Eólica | 0 | 0 | 0 | 0 | 0 | 0 | 0 | 0 | 10.5 | 0 | 0 | 0 | EIA-860, EIA-860M and EIA-923 | 201603
Estados Unidos | Sweetwater Wind 3 LLC | Leeward Asset Management, LLC |  | 32.2908 | -100.422 | Sweetwater | Nolan | Texas | 79556 | 10 miles South Hwy 70 | 135 | 135 | Eólica | Eólica | 0 | 0 | 0 | 0 | 0 | 0 | 0 | 0 | 135 | 0 | 0 | 0 | EIA-860, EIA-860M and EIA-923 | 201603
Estados Unidos | Coleman Falls | Holcomb Rock Company |  | 37.5035 | -79.3006 | Coleman Falls | Bedford | Virginia | 24536 | 6007 Lee Jackson Hwy | 1.5 | 1.5 | Hidroeléctrica | Hidroeléctrica | 0 | 0 | 0 | 0 | 1.5 | 0 | 0 | 0 | 0 | 0 | 0 | 0 | EIA-860, EIA-860M and EIA-923 | 201603
Estados Unidos | Raft River Geothermal Power Plant | US Geothermal Inc. |  | 42.0994 | -113.382 | Malta | Cassia | Idaho | 83342 | 2960 South 2100 East | 10 | 10 | Geotérmica | Geotérmica | 0 | 0 | 0 | 0 | 0 | 0 | 0 | 0 | 0 | 10 | 0 | 0 | EIA-860, EIA-860M and EIA-923 | 201603
Estados Unidos | Fauquier Landfill Gas | Fauquier Landfill Gas, LLC |  | 38.5 | -77.75 | Warrenton | Fauquier | Virginia | 20187 | 6438 College Ave | 2 | 2 | Biomasa | Biomasa | 0 | 0 | 0 | 0 | 0 | 0 | 0 | 0 | 0 | 0 | 2 | 0 | EIA-860, EIA-860M and EIA-923 | 201603
Estados Unidos | Spring Canyon | Invenergy Services LLC |  | 40.983 | -102.965 | Peetz | Logan | Colorado | 80747 | 28191 CR 74 | 60 | 60 | Eólica | Eólica | 0 | 0 | 0 | 0 | 0 | 0 | 0 | 0 | 60 | 0 | 0 | 0 | EIA-860, EIA-860M and EIA-923 | 201603
Estados Unidos | Richard Burdette Geothermal | Ormat Nevada Inc |  | 39.3908 | -119.755 | Reno | Washoe | Nevada | 89521 | 1010 Power Plant Drive | 15.6 | 15.6 | Geotérmica | Geotérmica | 0 | 0 | 0 | 0 | 0 | 0 | 0 | 0 | 0 | 15.6 | 0 | 0 | EIA-860, EIA-860M and EIA-923 | 201603
Estados Unidos | Wild Horse | Puget Sound Energy Inc |  | 47.0363 | -120.206 | Ellensburg | Kittitas | Washington | 98926 | 25901 Vantage Hwy | 273.1 | 273.1 | Eólica | Eólica | 0 | 0 | 0 | 0 | 0 | 0 | 0 | 0.5 | 272.6 | 0 | 0 | 0 | EIA-860, EIA-860M and EIA-923 | 201603
Estados Unidos | Modern Innovative Energy LLC | Innovative Energy Systems Inc |  | 43.2094 | -78.9836 | Youngstown | Niagara | New York | 14174 | 1449 Pletcher Road | 6.4 | 6.4 | Biomasa | Biomasa | 0 | 0 | 0 | 0 | 0 | 0 | 0 | 0 | 0 | 0 | 6.4 | 0 | EIA-860, EIA-860M and EIA-923 | 201603
Estados Unidos | Colonie LFGTE Facility | Innovative Energy Systems Inc |  | 42.8025 | -73.7378 | Cohoes | Albany | New York | 12047 | 1319 New Loudon | 4.8 | 4.8 | Biomasa | Biomasa | 0 | 0 | 0 | 0 | 0 | 0 | 0 | 0 | 0 | 0 | 4.8 | 0 | EIA-860, EIA-860M and EIA-923 | 201603
Estados Unidos | Pendleton County LFGTE | East Kentucky Power Coop, Inc |  | 38.8014 | -84.3447 | Butler | Pendleton | Kentucky | 41006 | 1452 Bryan Griffen Road | 3.2 | 3.2 | Biomasa | Biomasa | 0 | 0 | 0 | 0 | 0 | 0 | 0 | 0 | 0 | 0 | 3.2 | 0 | EIA-860, EIA-860M and EIA-923 | 201603
Estados Unidos | Campbell Industrial Park | Hawaiian Electric Co Inc |  | 21.3025 | -158.102 | Kapolei | Honolulu | Hawaii | 96707 | 91-196 Hanua Street | 113 | 113 | Biomasa | Biomasa | 0 | 0 | 0 | 0 | 0 | 0 | 0 | 0 | 0 | 0 | 113 | 0 | EIA-860, EIA-860M and EIA-923 | 201603
Estados Unidos | Gauley River Power Partners | Gauley River Power Partners LP |  | 38.2192 | -80.8906 | Summersville | Nicholas | West Virginia | 26651 | Rte#2 | 80 | 80 | Hidroeléctrica | Hidroeléctrica | 0 | 0 | 0 | 0 | 80 | 0 | 0 | 0 | 0 | 0 | 0 | 0 | EIA-860, EIA-860M and EIA-923 | 201603
Estados Unidos | Blue Canyon Windpower II | Blue Canyon Windpower II LLC |  | 34.8661 | -98.6056 | Carnegie | Comanche | Oklahoma | 73015 | 3109 State Hwy 19 | 151 | 151 | Eólica | Eólica | 0 | 0 | 0 | 0 | 0 | 0 | 0 | 0 | 151 | 0 | 0 | 0 | EIA-860, EIA-860M and EIA-923 | 201603
Estados Unidos | Aragonne Wind LLC | Leeward Asset Management, LLC |  | 34.8147 | -105.011 | Santa Rosa | Guadalupe | New Mexico | 88435 | 1837 Muniz Road | 90 | 90 | Eólica | Eólica | 0 | 0 | 0 | 0 | 0 | 0 | 0 | 0 | 90 | 0 | 0 | 0 | EIA-860, EIA-860M and EIA-923 | 201603
Estados Unidos | Sweetwater Wind 4 LLC | Leeward Asset Management, LLC |  | 32.3122 | -100.53 | Roscoe | Nolan | Texas | 79545 | 7900 FM 608 | 241 | 241 | Eólica | Eólica | 0 | 0 | 0 | 0 | 0 | 0 | 0 | 0 | 241 | 0 | 0 | 0 | EIA-860, EIA-860M and EIA-923 | 201603
Estados Unidos | High Trail Wind Farm LLC | High Trail Wind Farm LLC |  | 40.4792 | -88.7989 | Ellsworth | McLean | Illinois | 61737 | 13682N 2900 East Road | 198 | 198 | Eólica | Eólica | 0 | 0 | 0 | 0 | 0 | 0 | 0 | 0 | 198 | 0 | 0 | 0 | EIA-860, EIA-860M and EIA-923 | 201603
Estados Unidos | Cedar Ridge | Wisconsin Power & Light Co |  | 43.6926 | -88.3297 | Eden | Fond Du Lac | Wisconsin | 53019 | W3473 Highway 45 | 67.7 | 67.7 | Eólica | Eólica | 0 | 0 | 0 | 0 | 0 | 0 | 0 | 0 | 67.7 | 0 | 0 | 0 | EIA-860, EIA-860M and EIA-923 | 201603
Estados Unidos | Spearville | Kansas City Power & Light Co |  | 37.8641 | -99.7528 | Ford | Ford | Kansas | 67876 | 10311 126 RD | 148.5 | 148.5 | Eólica | Eólica | 0 | 0 | 0 | 0 | 0 | 0 | 0 | 0 | 148.5 | 0 | 0 | 0 | EIA-860, EIA-860M and EIA-923 | 201603
Estados Unidos | Whispering Willow Wind Farm - East | Interstate Power and Light Co |  | 42.6305 | -93.2064 | Iowa Falls | Franklin | Iowa | 50126 | 1598 70th Street | 199.7 | 199.7 | Eólica | Eólica | 0 | 0 | 0 | 0 | 0 | 0 | 0 | 0 | 199.7 | 0 | 0 | 0 | EIA-860, EIA-860M and EIA-923 | 201603
Estados Unidos | FPL Energy Burleigh County Wind | FPL Energy Burleigh County Wind LLC |  | 47.1167 | -100.733 | Wilton | Burleigh | North Dakota | 58579 | 5120 279th Ave NE | 49.5 | 49.5 | Eólica | Eólica | 0 | 0 | 0 | 0 | 0 | 0 | 0 | 0 | 49.5 | 0 | 0 | 0 | EIA-860, EIA-860M and EIA-923 | 201603
Estados Unidos | Western Renewable Energy | Western Renewable Energy LLC |  | 34.093 | -109.29 | Eagar | Apache | Arizona | 85925 | 975 S. Water Canyon Rd. | 2.5 | 2.5 | Biomasa | Biomasa | 0 | 0 | 0 | 0 | 0 | 0 | 0 | 0 | 0 | 0 | 2.5 | 0 | EIA-860, EIA-860M and EIA-923 | 201603
Estados Unidos | Klondike Windpower II | Iberdrola Renewables Inc |  | 45.571 | -120.593 | Wasco | Sherman | Oregon | 97065 | 98435 Klondike Lane | 75 | 75 | Eólica | Eólica | 0 | 0 | 0 | 0 | 0 | 0 | 0 | 0 | 75 | 0 | 0 | 0 | EIA-860, EIA-860M and EIA-923 | 201603
Estados Unidos | Leaning Juniper | PacifiCorp |  | 45.6525 | -120.21 | Arlington | Gilliam | Oregon | 97812 | 72459 Rattlesnake Rd. | 100.5 | 100.5 | Eólica | Eólica | 0 | 0 | 0 | 0 | 0 | 0 | 0 | 0 | 100.5 | 0 | 0 | 0 | EIA-860, EIA-860M and EIA-923 | 201603
Estados Unidos | Big Horn Wind Project | Iberdrola Renewables Inc |  | 45.8877 | -120.29 | Bickelton | Klickitat | Washington | 99322 | 1 Big Horn Rd | 199 | 199 | Eólica | Eólica | 0 | 0 | 0 | 0 | 0 | 0 | 0 | 0 | 199 | 0 | 0 | 0 | EIA-860, EIA-860M and EIA-923 | 201603
Estados Unidos | Shiloh I Wind Project | Iberdrola Renewables Inc |  | 38.12 | -121.85 | Rio Vista | Solano | California | 94571 | 6283 Montezuma Hills road | 150 | 150 | Eólica | Eólica | 0 | 0 | 0 | 0 | 0 | 0 | 0 | 0 | 150 | 0 | 0 | 0 | EIA-860, EIA-860M and EIA-923 | 201603
Estados Unidos | Casselman Wind Power Project | Iberdrola Renewables Inc |  | 39.85 | -79.138 | Garrett | Somerset | Pennsylvania | 15542 | 2200 Rockdale Road | 34.5 | 34.5 | Eólica | Eólica | 0 | 0 | 0 | 0 | 0 | 0 | 0 | 0 | 34.5 | 0 | 0 | 0 | EIA-860, EIA-860M and EIA-923 | 201603
Estados Unidos | Cedar Creek Wind | Leeward Asset Management, LLC |  | 40.8944 | -104.021 | Grover | Weld | Colorado | 80729 | 59550 CR 105 | 300 | 300 | Eólica | Eólica | 0 | 0 | 0 | 0 | 0 | 0 | 0 | 0 | 300 | 0 | 0 | 0 | EIA-860, EIA-860M and EIA-923 | 201603
Estados Unidos | Sweetwater Wind 5 | Leeward Asset Management, LLC |  | 32.2369 | -100.483 | Roscoe | Nolan | Texas | 79545 | 7900 FM 608 | 80.5 | 80.5 | Eólica | Eólica | 0 | 0 | 0 | 0 | 0 | 0 | 0 | 0 | 80.5 | 0 | 0 | 0 | EIA-860, EIA-860M and EIA-923 | 201603
Estados Unidos | Pike County Wind Power | Illinois Rural Electric Coop |  | 39.6189 | -90.8461 | Pittsfield | Pike | Illinois | 62363 | 24920 365th Street | 1.7 | 1.7 | Eólica | Eólica | 0 | 0 | 0 | 0 | 0 | 0 | 0 | 0 | 1.7 | 0 | 0 | 0 | EIA-860, EIA-860M and EIA-923 | 201603
Estados Unidos | Judith Gap Wind Energy Center | Invenergy Services LLC |  | 46.5725 | -109.753 | Harlowton | Wheatland | Montana | 59520 | P.O. Box 70 | 135 | 135 | Eólica | Eólica | 0 | 0 | 0 | 0 | 0 | 0 | 0 | 0 | 135 | 0 | 0 | 0 | EIA-860, EIA-860M and EIA-923 | 201603
Estados Unidos | Pakini Nui Wind Farm | Apollo Energy Corp |  | 18.9742 | -155.691 | Naalehu | Hawaii | Hawaii | 96772 | 93-1373 South Point Rd. | 21 | 21 | Eólica | Eólica | 0 | 0 | 0 | 0 | 0 | 0 | 0 | 0 | 21 | 0 | 0 | 0 | EIA-860, EIA-860M and EIA-923 | 201603
Estados Unidos | Victory Wind Farm | MidAmerican Energy Co |  | 42.1169 | -95.1292 | Westside | Carroll | Iowa | 51401 | 1832 Industrial park Rd. | 99 | 99 | Eólica | Eólica | 0 | 0 | 0 | 0 | 0 | 0 | 0 | 0 | 99 | 0 | 0 | 0 | EIA-860, EIA-860M and EIA-923 | 201603
Estados Unidos | Centennial Wind Farm | Oklahoma Gas & Electric Co |  | 36.6377 | -99.6019 | Fort Supply | Harper | Oklahoma | 73848 | NA | 120 | 120 | Eólica | Eólica | 0 | 0 | 0 | 0 | 0 | 0 | 0 | 0 | 120 | 0 | 0 | 0 | EIA-860, EIA-860M and EIA-923 | 201603
Estados Unidos | Northern Iowa Windpower II | Iberdrola Renewables Inc |  | 43.3608 | -93.2978 | Kensett | Worth | Iowa | 50448 | 1145 410th Street | 80 | 80 | Eólica | Eólica | 0 | 0 | 0 | 0 | 0 | 0 | 0 | 0 | 80 | 0 | 0 | 0 | EIA-860, EIA-860M and EIA-923 | 201603
Estados Unidos | Top of Iowa Windfarm III | Madison Gas & Electric Co |  | 43.3597 | -93.3208 | Kensett | Worth | Iowa | 50448 | 570 410th St | 3.8 | 3.8 | Eólica | Eólica | 0 | 0 | 0 | 0 | 0 | 0 | 0 | 0 | 3.8 | 0 | 0 | 0 | EIA-860, EIA-860M and EIA-923 | 201603
Estados Unidos | Blue Sky Green Field Wind Project | Wisconsin Electric Power Co |  | 43.8794 | -88.2708 | Fond du Lac | Fond Du Lac | Wisconsin | 54935 | Highway W and Johnsburg Road | 21 | 21 | Eólica | Eólica | 0 | 0 | 0 | 0 | 0 | 0 | 0 | 0 | 21 | 0 | 0 | 0 | EIA-860, EIA-860M and EIA-923 | 201603
Estados Unidos | FPL Energy Oliver Wind I LLC | FPL Energy Oliver County Wind |  | 47.1528 | -101.198 | Center | Oliver | North Dakota | 58530 | 1851 33rd Avenue | 50.6 | 50.6 | Eólica | Eólica | 0 | 0 | 0 | 0 | 0 | 0 | 0 | 0 | 50.6 | 0 | 0 | 0 | EIA-860, EIA-860M and EIA-923 | 201603
Estados Unidos | Forest Creek Wind Farm LLC | E ON Climate Renewables N America LLC |  | 32.039 | -101.22 | Big Springs | Glasscock | Texas | 79720 | 893 McDonald Road North | 124.2 | 124.2 | Eólica | Eólica | 0 | 0 | 0 | 0 | 0 | 0 | 0 | 0 | 124.2 | 0 | 0 | 0 | EIA-860, EIA-860M and EIA-923 | 201603
Estados Unidos | Mesquite Wind Power LLC | Mesquite Wind LLC |  | 32.6256 | -99.4928 | Abilene | Shackelford | Texas | 79601 | 299 FM 604 | 200 | 200 | Eólica | Eólica | 0 | 0 | 0 | 0 | 0 | 0 | 0 | 0 | 200 | 0 | 0 | 0 | EIA-860, EIA-860M and EIA-923 | 201603
Estados Unidos | Lempster Wind LLC | Iberdrola Renewables Inc |  | 43.233 | -72.1455 | Lempster | Sullivan | New Hampshire | 03605 | 106 Bean Mountain Road | 24 | 24 | Eólica | Eólica | 0 | 0 | 0 | 0 | 0 | 0 | 0 | 0 | 24 | 0 | 0 | 0 | EIA-860, EIA-860M and EIA-923 | 201603
Estados Unidos | Noble Hill Landfill | City Utilities of Springfield - (MO) |  | 37.3811 | -93.3514 | Willard | Greene | Missouri | 65781 | 3971 West Farm Road 34 | 3 | 3 | Biomasa | Biomasa | 0 | 0 | 0 | 0 | 0 | 0 | 0 | 0 | 0 | 0 | 3 | 0 | EIA-860, EIA-860M and EIA-923 | 201603
Estados Unidos | Nevada Solar One | Acciona Solar Power |  | 35.7998 | -114.982 | Boulder City | Clark | Nevada | 89005 | 602 Eldorado Valley Dr | 68.5 | 68.5 | Solar | Solar | 0 | 0 | 0 | 0 | 0 | 0 | 0 | 68.5 | 0 | 0 | 0 | 0 | EIA-860, EIA-860M and EIA-923 | 201603
Estados Unidos | Sierra Pacific Burlington Facility | Sierra Pacific Industries Inc |  | 48.4481 | -122.433 | Mt Vernon | Skagit | Washington | 98273 | 14654 Ovenell Rd | 24.6 | 24.6 | Biomasa | Biomasa | 0 | 0 | 0 | 0 | 0 | 0 | 0 | 0 | 0 | 0 | 24.6 | 0 | EIA-860, EIA-860M and EIA-923 | 201603
Estados Unidos | Agriwind LLC | AgriWind LLC |  | 41.3017 | -89.6236 | Tiskilwa | Bureau | Illinois | 61368 | 12332 1100 North Ave | 8.4 | 8.4 | Eólica | Eólica | 0 | 0 | 0 | 0 | 0 | 0 | 0 | 0 | 8.4 | 0 | 0 | 0 | EIA-860, EIA-860M and EIA-923 | 201603
Estados Unidos | Stahl Wind Energy | Stahl Wind Energy LLC |  | 44.0256 | -96.4303 | Pipestone | Pipestone | Minnesota | 56164 | 1183 15th Ave | 1.7 | 1.7 | Eólica | Eólica | 0 | 0 | 0 | 0 | 0 | 0 | 0 | 0 | 1.7 | 0 | 0 | 0 | EIA-860, EIA-860M and EIA-923 | 201603
Estados Unidos | Carstensen Wind | Carstensen Wind LLC |  | 44.0247 | -96.4369 | Pipestone | Pipestone | Minnesota | 56164 | 204 91st Street | 1.7 | 1.7 | Eólica | Eólica | 0 | 0 | 0 | 0 | 0 | 0 | 0 | 0 | 1.7 | 0 | 0 | 0 | EIA-860, EIA-860M and EIA-923 | 201603
Estados Unidos | Northern Lights Wind LLC | Northern Lights Wind LLC |  | 44.015 | -96.4367 | Pipestone | Pipestone | Minnesota | 56164 | 164 121st Street | 1.7 | 1.7 | Eólica | Eólica | 0 | 0 | 0 | 0 | 0 | 0 | 0 | 0 | 1.7 | 0 | 0 | 0 | EIA-860, EIA-860M and EIA-923 | 201603
Estados Unidos | Lucky Wind | Lucky Wind LLC |  | 44.0211 | -96.4406 | Pipestone | Pipestone | Minnesota | 56164 | 188 121st Street | 1.7 | 1.7 | Eólica | Eólica | 0 | 0 | 0 | 0 | 0 | 0 | 0 | 0 | 1.7 | 0 | 0 | 0 | EIA-860, EIA-860M and EIA-923 | 201603
Estados Unidos | Greenback Energy | Greenback Energy LLC |  | 44.0208 | -96.4331 | Pipestone | Pipestone | Minnesota | 56164 | 1148 15th Ave | 1.7 | 1.7 | Eólica | Eólica | 0 | 0 | 0 | 0 | 0 | 0 | 0 | 0 | 1.7 | 0 | 0 | 0 | EIA-860, EIA-860M and EIA-923 | 201603
Estados Unidos | Redwood Falls Wind | Southern Minnesota Mun P Agny |  | 44.5028 | -95.175 | Redwood Falls | Redwood | Minnesota | 56383 | 31298 Knox Ave (CO. Rd 17) | 3.4 | 3.4 | Eólica | Eólica | 0 | 0 | 0 | 0 | 0 | 0 | 0 | 0 | 3.4 | 0 | 0 | 0 | EIA-860, EIA-860M and EIA-923 | 201603
Estados Unidos | Fairmont Wind | Southern Minnesota Mun P Agny |  | 43.575 | -94.4467 | Fairmont | Martin | Minnesota | 56031 | 589 Hwy 15 | 5.2 | 5.2 | Eólica | Eólica | 0 | 0 | 0 | 0 | 0 | 0 | 0 | 0 | 5.2 | 0 | 0 | 0 | EIA-860, EIA-860M and EIA-923 | 201603
Estados Unidos | Michigan Wind 1 LLC | Michigan Wind 1 LLC |  | 43.7092 | -82.9633 | Ubly | Huron | Michigan | 48475 | 1387 East Atwater Road | 69 | 69 | Eólica | Eólica | 0 | 0 | 0 | 0 | 0 | 0 | 0 | 0 | 69 | 0 | 0 | 0 | EIA-860, EIA-860M and EIA-923 | 201603
Estados Unidos | Westchester Gas Recovery | Sexton Energy LLC |  | 41.835 | -87.9014 | Proviso Township | Cook | Illinois | 60154 | 11700 West 31st Street | 3.6 | 3.6 | Biomasa | Biomasa | 0 | 0 | 0 | 0 | 0 | 0 | 0 | 0 | 0 | 0 | 3.6 | 0 | EIA-860, EIA-860M and EIA-923 | 201603
Estados Unidos | Des Plaines Gas Recovery | Sexton Energy LLC |  | 42.1019 | -87.8811 | Maine Township | Cook | Illinois | 60016 | 9800 Central Road | 3.6 | 3.6 | Biomasa | Biomasa | 0 | 0 | 0 | 0 | 0 | 0 | 0 | 0 | 0 | 0 | 3.6 | 0 | EIA-860, EIA-860M and EIA-923 | 201603
Estados Unidos | Beecher Gas Recovery | Sexton Energy LLC |  | 41.3811 | -87.6375 | Beecher | Will | Illinois | 60401 | 1055 West Goodenow Rd | 3.3 | 3.3 | Biomasa | Biomasa | 0 | 0 | 0 | 0 | 0 | 0 | 0 | 0 | 0 | 0 | 3.3 | 0 | EIA-860, EIA-860M and EIA-923 | 201603
Estados Unidos | Mower County Wind Energy Center | FPL Energy Mower County LLC |  | 43.6141 | -92.5988 | Grand Meadow | Mower | Minnesota | 55936 | 72506 180th Street | 98.9 | 98.9 | Eólica | Eólica | 0 | 0 | 0 | 0 | 0 | 0 | 0 | 0 | 98.9 | 0 | 0 | 0 | EIA-860, EIA-860M and EIA-923 | 201603
Estados Unidos | Ameresco Chicopee Energy | AMERESCO Chicopee Energy LLC |  | 42.1661 | -72.5381 | Chicopee | Hampden | Massachusetts | 01020 | 161 New Lombard Rd | 7.7 | 7.7 | Biomasa | Biomasa | 0 | 0 | 0 | 0 | 0 | 0 | 0 | 0 | 0 | 0 | 7.7 | 0 | EIA-860, EIA-860M and EIA-923 | 201603
Estados Unidos | Ameresco Janesville | AMERESCO Janesville LLC |  | 42.7083 | -89.0208 | Janesville | Rock | Wisconsin | 53545 | 525 Black Bridge Rd | 3 | 3 | Biomasa | Biomasa | 0 | 0 | 0 | 0 | 0 | 0 | 0 | 0 | 0 | 0 | 3 | 0 | EIA-860, EIA-860M and EIA-923 | 201603
Estados Unidos | Ameresco Santa Cruz Energy | AMERESCO Santa Cruz Energy LLC |  | 36.9178 | -121.816 | Watsonville | Santa Cruz | California | 95076 | 1231 Buena Vista Road | 3 | 3 | Biomasa | Biomasa | 0 | 0 | 0 | 0 | 0 | 0 | 0 | 0 | 0 | 0 | 3 | 0 | EIA-860, EIA-860M and EIA-923 | 201603
Estados Unidos | Ameresco Delaware South | AMERESCO Delaware South |  | 38.5992 | -75.4342 | Georgetown | Sussex | Delaware | 19947 | 28560 Landfill Lane | 5 | 5 | Biomasa | Biomasa | 0 | 0 | 0 | 0 | 0 | 0 | 0 | 0 | 0 | 0 | 5 | 0 | EIA-860, EIA-860M and EIA-923 | 201603
Estados Unidos | Ameresco Delaware Central | AMERESCO Delaware Central |  | 39.0339 | -75.7233 | Sandtown | Kent | Delaware | 19943 | 1107 Willow Grove Road | 5 | 5 | Biomasa | Biomasa | 0 | 0 | 0 | 0 | 0 | 0 | 0 | 0 | 0 | 0 | 5 | 0 | EIA-860, EIA-860M and EIA-923 | 201603
Estados Unidos | Wildorado Wind LLC | NRG Energy Gas & Wind Holdings Inc |  | 35.2919 | -102.303 | Vega | Oldham | Texas | 79092 | 6798 CO RD 42 | 161 | 161 | Eólica | Eólica | 0 | 0 | 0 | 0 | 0 | 0 | 0 | 0 | 161 | 0 | 0 | 0 | EIA-860, EIA-860M and EIA-923 | 201603
Estados Unidos | Pine Tree Wind Power Project | Los Angeles Department of Water & Power |  | 35.248 | -118.175 | Mojave | Kern | California | 93519 | near Mojave Desert | 135 | 135 | Eólica | Eólica | 0 | 0 | 0 | 0 | 0 | 0 | 0 | 0 | 135 | 0 | 0 | 0 | EIA-860, EIA-860M and EIA-923 | 201603
Estados Unidos | Burley Butte Windpark | Idaho Wind Partners 1 LLC |  | 42.4903 | -113.927 | Burley | Cassia | Idaho | 83318 | Section 6 Twp 11S Range 22E | 13.5 | 13.5 | Eólica | Eólica | 0 | 0 | 0 | 0 | 0 | 0 | 0 | 0 | 13.5 | 0 | 0 | 0 | EIA-860, EIA-860M and EIA-923 | 201603
Estados Unidos | Golden Valley Wind Park LLC | Idaho Wind Partners 1 LLC |  | 42.4368 | -113.926 | Burley | Cassia | Idaho | 83318 | 605 S 600 W | 12 | 12 | Eólica | Eólica | 0 | 0 | 0 | 0 | 0 | 0 | 0 | 0 | 12 | 0 | 0 | 0 | EIA-860, EIA-860M and EIA-923 | 201603
Estados Unidos | Milner Dam Wind Park LLC | Idaho Wind Partners 1 LLC |  | 42.4606 | -114.017 | Burley | Cassia | Idaho | 83318 | Section 26 Twp 10S Range 20E | 19.5 | 19.5 | Eólica | Eólica | 0 | 0 | 0 | 0 | 0 | 0 | 0 | 0 | 19.5 | 0 | 0 | 0 | EIA-860, EIA-860M and EIA-923 | 201603
Estados Unidos | Oregon Trail Wind Park | Idaho Wind Partners 1 LLC |  | 42.8406 | -114.99 | Hagerman | Twin Falls | Idaho | 83332 | 289 E 5900 N | 13.5 | 13.5 | Eólica | Eólica | 0 | 0 | 0 | 0 | 0 | 0 | 0 | 0 | 13.5 | 0 | 0 | 0 | EIA-860, EIA-860M and EIA-923 | 201603
Estados Unidos | Pilgrim Stage Wind Park | Idaho Wind Partners 1 LLC |  | 42.7975 | -114.999 | Hagerman | Twin Falls | Idaho | 83332 | Section 31 Twp 7 S Range 12 E | 10.5 | 10.5 | Eólica | Eólica | 0 | 0 | 0 | 0 | 0 | 0 | 0 | 0 | 10.5 | 0 | 0 | 0 | EIA-860, EIA-860M and EIA-923 | 201603
Estados Unidos | Salmon Falls Wind Park | Idaho Wind Partners 1 LLC |  | 42.6819 | -114.989 | Hagerman | Twin Falls | Idaho | 83332 | Section 30 Twp 08S Range 13E | 21 | 21 | Eólica | Eólica | 0 | 0 | 0 | 0 | 0 | 0 | 0 | 0 | 21 | 0 | 0 | 0 | EIA-860, EIA-860M and EIA-923 | 201603
Estados Unidos | Thousand Springs Wind Park | Idaho Wind Partners 1 LLC |  | 42.8703 | -114.968 | Hagerman | Twin Falls | Idaho | 83332 | Section 19 Twp 6 Range 13E | 12 | 12 | Eólica | Eólica | 0 | 0 | 0 | 0 | 0 | 0 | 0 | 0 | 12 | 0 | 0 | 0 | EIA-860, EIA-860M and EIA-923 | 201603
Estados Unidos | Tuana Gulch Wind Park | Idaho Wind Partners 1 LLC |  | 42.8369 | -114.969 | Hagerman | Twin Falls | Idaho | 83332 | Section 19 Twp 7 Range 12 E | 10.5 | 10.5 | Eólica | Eólica | 0 | 0 | 0 | 0 | 0 | 0 | 0 | 0 | 10.5 | 0 | 0 | 0 | EIA-860, EIA-860M and EIA-923 | 201603
Estados Unidos | Buena Vista Energy LLC | Leeward Asset Management, LLC |  | 37.805 | -121.667 | Byron | Contra Costa | California | 94514 | 7601 Byron Hot Springs Rd | 38 | 38 | Eólica | Eólica | 0 | 0 | 0 | 0 | 0 | 0 | 0 | 0 | 38 | 0 | 0 | 0 | EIA-860, EIA-860M and EIA-923 | 201603
Estados Unidos | Hawi Wind Farm | EDF Renewable Asset Holdings, Inc. |  | 20.2573 | -155.85 | Hawi | Hawaii | Hawaii | 96719 | Upol 8 Road | 10.6 | 10.6 | Eólica | Eólica | 0 | 0 | 0 | 0 | 0 | 0 | 0 | 0 | 10.6 | 0 | 0 | 0 | EIA-860, EIA-860M and EIA-923 | 201603
Estados Unidos | Mars Hill Wind Farm Project | First Wind O&M, LLC |  | 46.5442 | -67.8111 | Mars Hill | Aroostook | Maine | 04758 | 34 Tower Road | 42 | 42 | Eólica | Eólica | 0 | 0 | 0 | 0 | 0 | 0 | 0 | 0 | 42 | 0 | 0 | 0 | EIA-860, EIA-860M and EIA-923 | 201603
Estados Unidos | Kaheawa Pastures Wind Farm | First Wind O&M, LLC |  | 20.8142 | -156.551 | Maalaea | Maui | Hawaii | 96753 | Maalaea | 30 | 30 | Eólica | Eólica | 0 | 0 | 0 | 0 | 0 | 0 | 0 | 0 | 30 | 0 | 0 | 0 | EIA-860, EIA-860M and EIA-923 | 201603
Estados Unidos | GSG LLC | Leeward Asset Management, LLC |  | 41.6436 | -89.1731 | West Brooklyn | Lee | Illinois | 61378 | 2612 Shady Oaks Road | 80 | 80 | Eólica | Eólica | 0 | 0 | 0 | 0 | 0 | 0 | 0 | 0 | 80 | 0 | 0 | 0 | EIA-860, EIA-860M and EIA-923 | 201603
Estados Unidos | Allegheny Ridge Wind Farm | Leeward Asset Management, LLC |  | 40.3839 | -78.5794 | Portage | Cambria | Pennsylvania | 15946 | 1501 Gillespie Ave | 80 | 80 | Eólica | Eólica | 0 | 0 | 0 | 0 | 0 | 0 | 0 | 0 | 80 | 0 | 0 | 0 | EIA-860, EIA-860M and EIA-923 | 201603
Estados Unidos | Post Wind Farm LP | FPL Energy Red Canyon LLC |  | 32.9254 | -101.219 | Fluvanna | Borden | Texas | 79517 | 423 Country Road | 84 | 84 | Eólica | Eólica | 0 | 0 | 0 | 0 | 0 | 0 | 0 | 0 | 84 | 0 | 0 | 0 | EIA-860, EIA-860M and EIA-923 | 201603
Estados Unidos | MinnDakota Wind LLC | Iberdrola Renewables Inc |  | 44.2667 | -96.3444 | Ivanhoe | Brookings | Minnesota | 57026 | 21006 486th Avenue | 150 | 150 | Eólica | Eólica | 0 | 0 | 0 | 0 | 0 | 0 | 0 | 0 | 150 | 0 | 0 | 0 | EIA-860, EIA-860M and EIA-923 | 201603
Estados Unidos | Twin Buttes Wind Project | Iberdrola Renewables Inc |  | 37.6735 | -102.862 | Lamar | Bent | Colorado | 81052 | 31965 county Road | 75 | 75 | Eólica | Eólica | 0 | 0 | 0 | 0 | 0 | 0 | 0 | 0 | 75 | 0 | 0 | 0 | EIA-860, EIA-860M and EIA-923 | 201603
Estados Unidos | Dry Creek LFG to Energy Project | Oregon Environmental Industries LLC |  | 42.3844 | -122.772 | Eagle Point | Jackson | Oregon | 97524 | 6250 Dry Creek Road | 3 | 3 | Biomasa | Biomasa | 0 | 0 | 0 | 0 | 0 | 0 | 0 | 0 | 0 | 0 | 3 | 0 | EIA-860, EIA-860M and EIA-923 | 201603
Estados Unidos | Oak Ridge LFGTE | Wabash Valley Power Assn, Inc |  | 40.8028 | -86.3678 | Logansport | Cass | Indiana | 46947 | 2905 South 150 East | 3.2 | 3.2 | Biomasa | Biomasa | 0 | 0 | 0 | 0 | 0 | 0 | 0 | 0 | 0 | 0 | 3.2 | 0 | EIA-860, EIA-860M and EIA-923 | 201603
Estados Unidos | Jay County LFGTE | Wabash Valley Power Assn, Inc |  | 40.4311 | -85.0056 | Portland | Jay | Indiana | 47371 | 5825 West 400 South | 3.2 | 3.2 | Biomasa | Biomasa | 0 | 0 | 0 | 0 | 0 | 0 | 0 | 0 | 0 | 0 | 3.2 | 0 | EIA-860, EIA-860M and EIA-923 | 201603
Estados Unidos | Liberty I & II LFGTE | Wabash Valley Power Assn, Inc |  | 40.8856 | -86.7044 | Monticello | White | Indiana | 47960 | 8635 State Road 16 East | 6.4 | 6.4 | Biomasa | Biomasa | 0 | 0 | 0 | 0 | 0 | 0 | 0 | 0 | 0 | 0 | 6.4 | 0 | EIA-860, EIA-860M and EIA-923 | 201603
Estados Unidos | Marengo Wind Plant | PacifiCorp |  | 46.3747 | -117.777 | Dayton | Columbia | Washington | 99328 | King Rd and Covello Rd | 210.6 | 210.6 | Eólica | Eólica | 0 | 0 | 0 | 0 | 0 | 0 | 0 | 0 | 210.6 | 0 | 0 | 0 | EIA-860, EIA-860M and EIA-923 | 201603
Estados Unidos | Klondike Windpower III | Iberdrola Renewables Inc |  | 45.5836 | -120.504 | Wasco | Sherman | Oregon | 97065 | 99436 Klondike Lane | 297.5 | 297.5 | Eólica | Eólica | 0 | 0 | 0 | 0 | 0 | 0 | 0 | 0 | 297.5 | 0 | 0 | 0 | EIA-860, EIA-860M and EIA-923 | 201603
Estados Unidos | Roseburg Forest Products Biomass | Roseburg Forest Products |  | 41.4356 | -122.377 | Weed | Siskiyou | California | 96094 | PO Box 680 98 Mill Street | 9 | 9 | Biomasa | Biomasa | 0 | 0 | 0 | 0 | 0 | 0 | 0 | 0 | 0 | 0 | 9 | 0 | EIA-860, EIA-860M and EIA-923 | 201603
Estados Unidos | Locust Ridge | Iberdrola Renewables Inc |  | 40.855 | -76.1292 | Mahanoy City | Schuylkill | Pennsylvania | 17948 | 270 Brandonville Rd, PO Box134 | 26 | 26 | Eólica | Eólica | 0 | 0 | 0 | 0 | 0 | 0 | 0 | 0 | 26 | 0 | 0 | 0 | EIA-860, EIA-860M and EIA-923 | 201603
Estados Unidos | Sand Bluff Wind Farm | E ON Climate Renewables N America LLC |  | 31.9914 | -101.303 | Big Spring | Glasscock | Texas | 79720 | 893 N. McDonald Rd | 90 | 90 | Eólica | Eólica | 0 | 0 | 0 | 0 | 0 | 0 | 0 | 0 | 90 | 0 | 0 | 0 | EIA-860, EIA-860M and EIA-923 | 201603
Estados Unidos | SunE Alamosa | SunE Alamosa1 LLC |  | 37.6903 | -105.881 | Hooper | Alamosa | Colorado | 81136 | 8900 Lane 8N | 7.7 | 7.7 | Solar | Solar | 0 | 0 | 0 | 0 | 0 | 0 | 0 | 7.7 | 0 | 0 | 0 | 0 | EIA-860, EIA-860M and EIA-923 | 201603
Estados Unidos | Post Oak Wind LLC | Mesquite Wind LLC |  | 32.5144 | -99.6564 | Abilene | Shackelford | Texas | 79601 | 299 FM 604 | 200 | 200 | Eólica | Eólica | 0 | 0 | 0 | 0 | 0 | 0 | 0 | 0 | 200 | 0 | 0 | 0 | EIA-860, EIA-860M and EIA-923 | 201603
Estados Unidos | Buffalo Gap 2 Wind Farm | AES Wind Generation Inc |  | 32.3182 | -100.177 | Merkel | Nolan | Texas | 79536 | 10718 FM 89 | 232.5 | 232.5 | Eólica | Eólica | 0 | 0 | 0 | 0 | 0 | 0 | 0 | 0 | 232.5 | 0 | 0 | 0 | EIA-860, EIA-860M and EIA-923 | 201603
Estados Unidos | Biglow Canyon Wind Farm | Portland General Electric Co |  | 45.6537 | -120.603 | Wasco | Sherman | Oregon | 97065 | 96900 Herin Lane | 449.7 | 449.7 | Eólica | Eólica | 0 | 0 | 0 | 0 | 0 | 0 | 0 | 0 | 449.7 | 0 | 0 | 0 | EIA-860, EIA-860M and EIA-923 | 201603
Estados Unidos | White Creek Wind Farm | White Creek Wind 1 LLC |  | 45.8155 | -120.342 | Roosevelt | Klickitat | Washington | 99356 | 1131 Dot Road | 204 | 204 | Eólica | Eólica | 0 | 0 | 0 | 0 | 0 | 0 | 0 | 0 | 204 | 0 | 0 | 0 | EIA-860, EIA-860M and EIA-923 | 201603
Estados Unidos | Smoky Hills Wind Project Phase I | Smoky Hills Wind Farm I LLC |  | 38.8799 | -98.1602 | Lincoln | Lincoln | Kansas | 67455 | 223 North Highway 14 | 100.8 | 100.8 | Eólica | Eólica | 0 | 0 | 0 | 0 | 0 | 0 | 0 | 0 | 100.8 | 0 | 0 | 0 | EIA-860, EIA-860M and EIA-923 | 201603
Estados Unidos | Buffalo Mountain Energy Center | Invenergy Services LLC |  | 36.1271 | -84.3442 | Oliver Springs | Anderson | Tennessee | 37840 | 1980 Windrock Rd | 27 | 27 | Eólica | Eólica | 0 | 0 | 0 | 0 | 0 | 0 | 0 | 0 | 27 | 0 | 0 | 0 | EIA-860, EIA-860M and EIA-923 | 201603
Estados Unidos | Prairie Star Wind Farm | High Prairie Wind Farm II LLC |  | 43.6861 | -92.6272 | Grand Meadow | Mower | Minnesota | 55936 | 308 4th Ave NE | 100.6 | 100.6 | Eólica | Eólica | 0 | 0 | 0 | 0 | 0 | 0 | 0 | 0 | 100.6 | 0 | 0 | 0 | EIA-860, EIA-860M and EIA-923 | 201603
Estados Unidos | NedPower Mount Storm | Shell Wind Energy Inc. |  | 39.2175 | -79.2094 | Mount Storm | Grant | West Virginia | 26739 | HC 76, Box 447 | 264 | 264 | Eólica | Eólica | 0 | 0 | 0 | 0 | 0 | 0 | 0 | 0 | 264 | 0 | 0 | 0 | EIA-860, EIA-860M and EIA-923 | 201603
Estados Unidos | Tiber Dam Hydroelectric Plant | Tiber Montana LLC |  | 48.318 | -111.102 | Chester | Liberty | Montana | 59522 | Tiber Dam | 7.5 | 7.5 | Hidroeléctrica | Hidroeléctrica | 0 | 0 | 0 | 0 | 7.5 | 0 | 0 | 0 | 0 | 0 | 0 | 0 | EIA-860, EIA-860M and EIA-923 | 201603
Estados Unidos | Western 102 Power Plant | Barrick Goldstrike Mines Inc |  | 39.5603 | -119.511 | McCarran | Storey | Nevada | 89434 | 2555 Waltham Way | 111.6 | 1 | Gas natural | Solar | 0 | 110.6 | 0 | 0 | 0 | 0 | 0 | 1 | 0 | 0 | 0 | 0 | EIA-860, EIA-860M and EIA-923 | 201603
Estados Unidos | Pomeroy Wind Farm | MidAmerican Energy Co |  | 42.5842 | -94.7467 | Fonda | Pocahontas | Iowa | 50574 | 114 North Ontario Street | 286.4 | 286.4 | Eólica | Eólica | 0 | 0 | 0 | 0 | 0 | 0 | 0 | 0 | 286.4 | 0 | 0 | 0 | EIA-860, EIA-860M and EIA-923 | 201603
Estados Unidos | Scurry County Wind LP | Invenergy Services LLC |  | 32.7204 | -100.995 | Snyder | Scurry | Texas | 79549 | 6543 E Hwy 180 | 130.5 | 130.5 | Eólica | Eólica | 0 | 0 | 0 | 0 | 0 | 0 | 0 | 0 | 130.5 | 0 | 0 | 0 | EIA-860, EIA-860M and EIA-923 | 201603
Estados Unidos | Frey Farm Landfill | EPP Renewable Energy |  | 39.9589 | -76.4442 | Conestoga | Lancaster | Pennsylvania | 17516 | 3049 River Road | 3.2 | 3.2 | Biomasa | Biomasa | 0 | 0 | 0 | 0 | 0 | 0 | 0 | 0 | 0 | 0 | 3.2 | 0 | EIA-860, EIA-860M and EIA-923 | 201603
Estados Unidos | Pennsauken Landfill | EPP Renewable Energy |  | 39.9894 | -75.04 | Pennsauken | Camden | New Jersey | 08110 | 9600 River Road | 1.8 | 1.8 | Biomasa | Biomasa | 0 | 0 | 0 | 0 | 0 | 0 | 0 | 0 | 0 | 0 | 1.8 | 0 | EIA-860, EIA-860M and EIA-923 | 201603
Estados Unidos | GLRA Landfill | EPP Renewable Energy |  | 40.3664 | -76.4931 | Lebanon | Lebanon | Pennsylvania | 17046 | 1610 Russell Road | 3.2 | 3.2 | Biomasa | Biomasa | 0 | 0 | 0 | 0 | 0 | 0 | 0 | 0 | 0 | 0 | 3.2 | 0 | EIA-860, EIA-860M and EIA-923 | 201603
Estados Unidos | Deertrack Park Gas Recovery | WM Renewable Energy LLC |  | 43.0889 | -88.7567 | Watertown | Jefferson | Wisconsin | 53094 | N6756 Waldman Lane | 6.4 | 6.4 | Biomasa | Biomasa | 0 | 0 | 0 | 0 | 0 | 0 | 0 | 0 | 0 | 0 | 6.4 | 0 | EIA-860, EIA-860M and EIA-923 | 201603
Estados Unidos | Lake Mills Gas Recovery | WM Renewable Energy LLC |  | 43.3864 | -93.5589 | Lake Mills | Winnebago | Iowa | 50450 | 21265 430th Street | 4.8 | 4.8 | Biomasa | Biomasa | 0 | 0 | 0 | 0 | 0 | 0 | 0 | 0 | 0 | 0 | 4.8 | 0 | EIA-860, EIA-860M and EIA-923 | 201603
Estados Unidos | Springhill Gas Recovery Plant | WM Renewable Energy LLC |  | 30.9283 | -85.4261 | Campbellton | Jackson | Florida | 32426 | 4945 Highway 273 | 4.8 | 4.8 | Biomasa | Biomasa | 0 | 0 | 0 | 0 | 0 | 0 | 0 | 0 | 0 | 0 | 4.8 | 0 | EIA-860, EIA-860M and EIA-923 | 201603
Estados Unidos | Two Pine Landfill Gas Recovery | WM Renewable Energy LLC |  | 34.8364 | -92.1656 | North Little Rock | Pulaski | Arkansas | 72117 | 100 Two Pine Dr | 4.8 | 4.8 | Biomasa | Biomasa | 0 | 0 | 0 | 0 | 0 | 0 | 0 | 0 | 0 | 0 | 4.8 | 0 | EIA-860, EIA-860M and EIA-923 | 201603
Estados Unidos | Austin Gas Recovery | WM Renewable Energy LLC |  | 30.3344 | -97.6217 | Austin | Travis | Texas | 78754 | 9900 Giles Rd | 6.4 | 6.4 | Biomasa | Biomasa | 0 | 0 | 0 | 0 | 0 | 0 | 0 | 0 | 0 | 0 | 6.4 | 0 | EIA-860, EIA-860M and EIA-923 | 201603
Estados Unidos | Timberline Trail Gas Recovery | WM Renewable Energy LLC |  | 45.4533 | -91.3583 | Weyerhaeser | Rusk | Wisconsin | 54895 | N4581 Hutchinson Rd | 4 | 4 | Biomasa | Biomasa | 0 | 0 | 0 | 0 | 0 | 0 | 0 | 0 | 0 | 0 | 4 | 0 | EIA-860, EIA-860M and EIA-923 | 201603
Estados Unidos | Chaffee Gas Recovery | WM Renewable Energy LLC |  | 42.5831 | -78.4864 | Chaffee | Erie | New York | 14030 | 10860 Olean Rd | 6.4 | 6.4 | Biomasa | Biomasa | 0 | 0 | 0 | 0 | 0 | 0 | 0 | 0 | 0 | 0 | 6.4 | 0 | EIA-860, EIA-860M and EIA-923 | 201603
Estados Unidos | Fitchburg Gas Recovery | WM Renewable Energy LLC |  | 42.5144 | -71.8839 | Westminister | Worcester | Massachusetts | 01473 | Fitchburg Rd, Route 31 | 4.8 | 4.8 | Biomasa | Biomasa | 0 | 0 | 0 | 0 | 0 | 0 | 0 | 0 | 0 | 0 | 4.8 | 0 | EIA-860, EIA-860M and EIA-923 | 201603
Estados Unidos | Skyline Gas Recovery | WM Renewable Energy LLC |  | 32.5397 | -96.6653 | Ferris | Dallas | Texas | 75125 | 1201 North Central Ave | 6.4 | 6.4 | Biomasa | Biomasa | 0 | 0 | 0 | 0 | 0 | 0 | 0 | 0 | 0 | 0 | 6.4 | 0 | EIA-860, EIA-860M and EIA-923 | 201603
Estados Unidos | Five Oaks Gas Recovery | WM Renewable Energy LLC |  | 39.5678 | -89.3683 | Taylorville | Christian | Illinois | 62568 | 800 East 1500 North Rd | 3.2 | 3.2 | Biomasa | Biomasa | 0 | 0 | 0 | 0 | 0 | 0 | 0 | 0 | 0 | 0 | 3.2 | 0 | EIA-860, EIA-860M and EIA-923 | 201603
Estados Unidos | DADS Gas Recovery | WM Renewable Energy LLC |  | 39.6522 | -104.716 | Aurora | Arapahoe | Colorado | 80018 | 3500 South Gun Club Rd | 3.2 | 3.2 | Biomasa | Biomasa | 0 | 0 | 0 | 0 | 0 | 0 | 0 | 0 | 0 | 0 | 3.2 | 0 | EIA-860, EIA-860M and EIA-923 | 201603
Estados Unidos | Waste Management Bethel LFGTE | WM Renewable Energy LLC |  | 37.0719 | -76.4272 | Hampton | Hampton City | Virginia | 23666 | 100 North Park Lane | 4.8 | 4.8 | Biomasa | Biomasa | 0 | 0 | 0 | 0 | 0 | 0 | 0 | 0 | 0 | 0 | 4.8 | 0 | EIA-860, EIA-860M and EIA-923 | 201603
Estados Unidos | El Sobrante Gas Recovery | Waste Management Energy Solutions Inc |  | 33.782 | -117.473 | Corona | Riverside | California | 91719 | 10910 Dawson Canyon Rd | 3.9 | 3.9 | Biomasa | Biomasa | 0 | 0 | 0 | 0 | 0 | 0 | 0 | 0 | 0 | 0 | 3.9 | 0 | EIA-860, EIA-860M and EIA-923 | 201603
Estados Unidos | Waste Management Simi Valley LFGTE | Waste Management Energy Solutions Inc |  | 34.2822 | -118.794 | Simi Valley | Ventura | California | 93065 | 2801 Madera Rd | 2.6 | 2.6 | Biomasa | Biomasa | 0 | 0 | 0 | 0 | 0 | 0 | 0 | 0 | 0 | 0 | 2.6 | 0 | EIA-860, EIA-860M and EIA-923 | 201603
Estados Unidos | Cow Branch Wind Power LLC | Cow Branch |  | 40.4535 | -95.4683 | Rock Port | Atchison | Missouri | 64482 | Intersection AA Hwy & Y Hwy | 50.4 | 50.4 | Eólica | Eólica | 0 | 0 | 0 | 0 | 0 | 0 | 0 | 0 | 50.4 | 0 | 0 | 0 | EIA-860, EIA-860M and EIA-923 | 201603
Estados Unidos | CR Clearing LLC | Conception |  | 40.2572 | -94.6722 | Barnard | Nodaway | Missouri | 64423 | Hwy 136 | 50.4 | 50.4 | Eólica | Eólica | 0 | 0 | 0 | 0 | 0 | 0 | 0 | 0 | 50.4 | 0 | 0 | 0 | EIA-860, EIA-860M and EIA-923 | 201603
Estados Unidos | Loess Hills Wind Farm LLC | Loess Hills |  | 40.4144 | -95.54 | Rock Port | Atchison | Missouri | 64482 | East of I 29 and Hwy 136 | 5 | 5 | Eólica | Eólica | 0 | 0 | 0 | 0 | 0 | 0 | 0 | 0 | 5 | 0 | 0 | 0 | EIA-860, EIA-860M and EIA-923 | 201603
Estados Unidos | Clark-Floyd Landfill Gas Generating | Hoosier Energy R E C, Inc |  | 38.4564 | -85.8375 | Borden | Clark | Indiana | 47106 | 14304 State Rd. 60 | 3.4 | 3.4 | Biomasa | Biomasa | 0 | 0 | 0 | 0 | 0 | 0 | 0 | 0 | 0 | 0 | 3.4 | 0 | EIA-860, EIA-860M and EIA-923 | 201603
Estados Unidos | Galena 2 Geothermal Power Plant | Ormat Nevada Inc |  | 39.3732 | -119.765 | Reno | Washoe | Nevada | 89511 | 20590 Wedge Parkway | 9.2 | 9.2 | Geotérmica | Geotérmica | 0 | 0 | 0 | 0 | 0 | 0 | 0 | 0 | 0 | 9.2 | 0 | 0 | EIA-860, EIA-860M and EIA-923 | 201603
Estados Unidos | Galena 3 Geothermal Power Plant | Ormat Nevada Inc |  | 39.3887 | -119.749 | Reno | Washoe | Nevada | 89521 | 1010 Power Plant Drive | 15.8 | 15.8 | Geotérmica | Geotérmica | 0 | 0 | 0 | 0 | 0 | 0 | 0 | 0 | 0 | 15.8 | 0 | 0 | EIA-860, EIA-860M and EIA-923 | 201603
Estados Unidos | Kasidaya Creek Hydro | Alaska Power and Telephone Co |  | 59.4072 | -135.341 | Skagway | Skagway Hoonah Angoon | Alaska | 99840 | Near Kasidaya Creek | 3 | 3 | Hidroeléctrica | Hidroeléctrica | 0 | 0 | 0 | 0 | 3 | 0 | 0 | 0 | 0 | 0 | 0 | 0 | EIA-860, EIA-860M and EIA-923 | 201603
Estados Unidos | Eastridge Wind Project | NRG Energy Gas & Wind Holdings Inc |  | 43.9358 | -95.9222 | Porter | Murray | Minnesota | 56280 | 401 Lone Tree Street | 10.4 | 10.4 | Eólica | Eólica | 0 | 0 | 0 | 0 | 0 | 0 | 0 | 0 | 10.4 | 0 | 0 | 0 | EIA-860, EIA-860M and EIA-923 | 201603
Estados Unidos | Windom Wind Project | NRG Energy Gas & Wind Holdings Inc |  | 43.9578 | -95.1306 | Bingham Lake | Cottonwood | Minnesota | 56118 | 50601 365th Street | 15.6 | 15.6 | Eólica | Eólica | 0 | 0 | 0 | 0 | 0 | 0 | 0 | 0 | 15.6 | 0 | 0 | 0 | EIA-860, EIA-860M and EIA-923 | 201603
Estados Unidos | Salt Lake Energy Systems | LES Project Holdings LLC |  | 40.7461 | -112.034 | Salt Lake City | Salt Lake | Utah | 84104 | 6030 W. California Avenue | 3.1 | 3.1 | Biomasa | Biomasa | 0 | 0 | 0 | 0 | 0 | 0 | 0 | 0 | 0 | 0 | 3.1 | 0 | EIA-860, EIA-860M and EIA-923 | 201603
Estados Unidos | Wind Capital Holdings LLC | Wind Capital Holdings LLC |  | 40.1006 | -94.4869 | King City | Gentry | Missouri | 64463 | Hwy 169 | 56.7 | 56.7 | Eólica | Eólica | 0 | 0 | 0 | 0 | 0 | 0 | 0 | 0 | 56.7 | 0 | 0 | 0 | EIA-860, EIA-860M and EIA-923 | 201603
Estados Unidos | EXC Wind 1 LLC | EXC Wind 1 |  | 36.4983 | -101.496 | Gruver | Hansford | Texas | 79040 | 15195 Hwy 136 | 10 | 10 | Eólica | Eólica | 0 | 0 | 0 | 0 | 0 | 0 | 0 | 0 | 10 | 0 | 0 | 0 | EIA-860, EIA-860M and EIA-923 | 201603
Estados Unidos | EXC Wind 2 LLC | EXC Wind 2 |  | 36.4886 | -101.46 | Gruver | Hansford | Texas | 79040 | 15198 County Rd. 9 | 10 | 10 | Eólica | Eólica | 0 | 0 | 0 | 0 | 0 | 0 | 0 | 0 | 10 | 0 | 0 | 0 | EIA-860, EIA-860M and EIA-923 | 201603
Estados Unidos | EXC Wind 3 LLC | EXC Wind 3 |  | 36.4417 | -101.35 | Gruver | Hansford | Texas | 79040 | 14790 Hwy 207 | 10 | 10 | Eólica | Eólica | 0 | 0 | 0 | 0 | 0 | 0 | 0 | 0 | 10 | 0 | 0 | 0 | EIA-860, EIA-860M and EIA-923 | 201603
Estados Unidos | EXC Wind 4 LLC | EXC Wind 4 |  | 36.4144 | -101.386 | Gruver | Hansford | Texas | 79081 | Near HWY 136 | 79.8 | 79.8 | Eólica | Eólica | 0 | 0 | 0 | 0 | 0 | 0 | 0 | 0 | 79.8 | 0 | 0 | 0 | EIA-860, EIA-860M and EIA-923 | 201603
Estados Unidos | EXC Wind 5 LLC | EXC Wind 5 |  | 36.4453 | -101.876 | Texhoma | Sherman | Texas | 73949 | Near HWY 54 | 10 | 10 | Eólica | Eólica | 0 | 0 | 0 | 0 | 0 | 0 | 0 | 0 | 10 | 0 | 0 | 0 | EIA-860, EIA-860M and EIA-923 | 201603
Estados Unidos | EXC Wind 6 LLC | EXC Wind 6 |  | 36.4669 | -101.822 | Texhoma | Sherman | Texas | 73949 | 15090 FM 119 | 10 | 10 | Eólica | Eólica | 0 | 0 | 0 | 0 | 0 | 0 | 0 | 0 | 10 | 0 | 0 | 0 | EIA-860, EIA-860M and EIA-923 | 201603
Estados Unidos | Peetz Table Wind Energy | FPL Peetz Table Wind Energy |  | 40.986 | -103.436 | Peetz | Logan | Colorado | 80747 | 9500 County Rd. 78 | 199.5 | 199.5 | Eólica | Eólica | 0 | 0 | 0 | 0 | 0 | 0 | 0 | 0 | 199.5 | 0 | 0 | 0 | EIA-860, EIA-860M and EIA-923 | 201603
Estados Unidos | Nellis Air Force Base Solar Array | Solar Star NAFB LLC |  | 36.2603 | -115.054 | Las Vegas | Clark | Nevada | 89191 | North Las Vegas Blvd | 14 | 14 | Solar | Solar | 0 | 0 | 0 | 0 | 0 | 0 | 0 | 14 | 0 | 0 | 0 | 0 | EIA-860, EIA-860M and EIA-923 | 201603
Estados Unidos | Terra-Gen VG Wind LLC | Terra-Gen Operating Co LLC |  | 35.1161 | -118.379 | Tehachapi | Kern | California | 93561 | 13000 Jameson Road | 7.4 | 7.4 | Eólica | Eólica | 0 | 0 | 0 | 0 | 0 | 0 | 0 | 0 | 7.4 | 0 | 0 | 0 | EIA-860, EIA-860M and EIA-923 | 201603
Estados Unidos | Eastern Landfill Gas LLC | Eastern Landfill Gas LLC |  | 39.3908 | -76.4042 | White Marsh | Baltimore | Maryland | 21162 | Days Cove Road | 3 | 3 | Biomasa | Biomasa | 0 | 0 | 0 | 0 | 0 | 0 | 0 | 0 | 0 | 0 | 3 | 0 | EIA-860, EIA-860M and EIA-923 | 201603
Estados Unidos | Bethlehem Renewable Energy LLC | Bethlehem Renewable Energy LLC |  | 40.6216 | -75.3102 | Bethlehem | Northampton | Pennsylvania | 18015 | 2335 Applebutter Road | 4.7 | 4.7 | Biomasa | Biomasa | 0 | 0 | 0 | 0 | 0 | 0 | 0 | 0 | 0 | 0 | 4.7 | 0 | EIA-860, EIA-860M and EIA-923 | 201603
Estados Unidos | FPL Energy Oliver Wind II LLC | FPL Energy Oliver County Wind II LLC |  | 47.1528 | -101.198 | Center | Oliver | North Dakota | 58530 | 1851 33rd Ave; SW | 48 | 48 | Eólica | Eólica | 0 | 0 | 0 | 0 | 0 | 0 | 0 | 0 | 48 | 0 | 0 | 0 | EIA-860, EIA-860M and EIA-923 | 201603
Estados Unidos | Steel Winds Wind Farm | First Wind O&M, LLC |  | 42.8167 | -78.8675 | Lackawanna | Erie | New York | 12418 | 1951 Hamburg Turnpike | 20 | 20 | Eólica | Eólica | 0 | 0 | 0 | 0 | 0 | 0 | 0 | 0 | 20 | 0 | 0 | 0 | EIA-860, EIA-860M and EIA-923 | 201603
Estados Unidos | Shane's Wind Machine | Cowell |  | 44.1508 | -96.1361 | Ruthton | Pipestone | Minnesota | 56170 | 1631 211th Street | 1.3 | 1.3 | Eólica | Eólica | 0 | 0 | 0 | 0 | 0 | 0 | 0 | 0 | 1.3 | 0 | 0 | 0 | EIA-860, EIA-860M and EIA-923 | 201603
Estados Unidos | Roadrunner I LLC | Norgard 1 |  | 44.2906 | -96.4333 | Lake Benton | Lincoln | Minnesota | 56149 | 1642 116th Avenue | 1.3 | 1.3 | Eólica | Eólica | 0 | 0 | 0 | 0 | 0 | 0 | 0 | 0 | 1.3 | 0 | 0 | 0 | EIA-860, EIA-860M and EIA-923 | 201603
Estados Unidos | Windy Dog I LLC | Norgard 1 |  | 44.2851 | -96.4257 | Lake Benton | Lincoln | Minnesota | 56149 | 1612 116th Ave | 1.3 | 1.3 | Eólica | Eólica | 0 | 0 | 0 | 0 | 0 | 0 | 0 | 0 | 1.3 | 0 | 0 | 0 | EIA-860, EIA-860M and EIA-923 | 201603
Estados Unidos | Blue Breezes LLC | Moore 1 |  | 43.6558 | -94.1536 | Blue Earth | Faribault | Minnesota | 56013 | 11751 357th Ave. | 1.3 | 1.3 | Eólica | Eólica | 0 | 0 | 0 | 0 | 0 | 0 | 0 | 0 | 1.3 | 0 | 0 | 0 | EIA-860, EIA-860M and EIA-923 | 201603
Estados Unidos | Blue Breezes II LLC | Moore 1 |  | 43.6558 | -94.1564 | Blue Earth | Faribault | Minnesota | 56013 | 11751 357th Ave. | 1.3 | 1.3 | Eólica | Eólica | 0 | 0 | 0 | 0 | 0 | 0 | 0 | 0 | 1.3 | 0 | 0 | 0 | EIA-860, EIA-860M and EIA-923 | 201603
Estados Unidos | Breezy Bucks II LLC | Norgard 1 |  | 44.3144 | -96.3317 | Lake Benton | Lincoln | Minnesota | 56149 | 1810 166th Ave | 1.3 | 1.3 | Eólica | Eólica | 0 | 0 | 0 | 0 | 0 | 0 | 0 | 0 | 1.3 | 0 | 0 | 0 | EIA-860, EIA-860M and EIA-923 | 201603
Estados Unidos | Salty Dog I LLC | Norgard 1 |  | 44.2878 | -96.4333 | Lake Benton | Lincoln | Minnesota | 56149 | 1626 116th Ave | 1.3 | 1.3 | Eólica | Eólica | 0 | 0 | 0 | 0 | 0 | 0 | 0 | 0 | 1.3 | 0 | 0 | 0 | EIA-860, EIA-860M and EIA-923 | 201603
Estados Unidos | Salty Dog II LLC | Norgard 1 |  | 44.3147 | -96.3258 | Lake Benton | Lincoln | Minnesota | 56149 | 1692 180th Street | 1.3 | 1.3 | Eólica | Eólica | 0 | 0 | 0 | 0 | 0 | 0 | 0 | 0 | 1.3 | 0 | 0 | 0 | EIA-860, EIA-860M and EIA-923 | 201603
Estados Unidos | Wallys Wind Farm LLC | Norgard 1 |  | 44.2851 | -96.4333 | Lake Benton | Lincoln | Minnesota | 56149 | 1192 160th Street | 1.3 | 1.3 | Eólica | Eólica | 0 | 0 | 0 | 0 | 0 | 0 | 0 | 0 | 1.3 | 0 | 0 | 0 | EIA-860, EIA-860M and EIA-923 | 201603
Estados Unidos | Sunset Breeze LLC | Wolf Wind Project |  | 43.5811 | -95.78 | Rushmore | Nobles | Minnesota | 56168 | 28431 King Avenue | 1.3 | 1.3 | Eólica | Eólica | 0 | 0 | 0 | 0 | 0 | 0 | 0 | 0 | 1.3 | 0 | 0 | 0 | EIA-860, EIA-860M and EIA-923 | 201603
Estados Unidos | Minnesota Breeze LLC | Wolf Wind Project |  | 43.5833 | -95.7781 | Rushmore | Nobles | Minnesota | 56168 | 28431 King Avenue | 1.3 | 1.3 | Eólica | Eólica | 0 | 0 | 0 | 0 | 0 | 0 | 0 | 0 | 1.3 | 0 | 0 | 0 | EIA-860, EIA-860M and EIA-923 | 201603
Estados Unidos | G Flow Wind LLC | Wolf Wind Project |  | 43.5861 | -95.7761 | Rushmore | Nobles | Minnesota | 56168 | 28431 King Avenue | 1.3 | 1.3 | Eólica | Eólica | 0 | 0 | 0 | 0 | 0 | 0 | 0 | 0 | 1.3 | 0 | 0 | 0 | EIA-860, EIA-860M and EIA-923 | 201603
Estados Unidos | Wolf Wind Enterprises LLC | Wolf Wind Project |  | 43.5811 | -95.7758 | Rushmore | Nobles | Minnesota | 56168 | 28431 King Avenue | 1.3 | 1.3 | Eólica | Eólica | 0 | 0 | 0 | 0 | 0 | 0 | 0 | 0 | 1.3 | 0 | 0 | 0 | EIA-860, EIA-860M and EIA-923 | 201603
Estados Unidos | Green Acres Breeze LLC | Wolf Wind Project |  | 43.5861 | -95.7803 | Rushmore | Nobles | Minnesota | 56168 | 28431 King Avenue | 1.3 | 1.3 | Eólica | Eólica | 0 | 0 | 0 | 0 | 0 | 0 | 0 | 0 | 1.3 | 0 | 0 | 0 | EIA-860, EIA-860M and EIA-923 | 201603
Estados Unidos | Horseshoe Bend Wind Park | United Materials of Great Falls Inc |  | 47.4983 | -111.439 | Great Falls | Cascade | Montana | 59404 | 316 McIver Road | 9 | 9 | Eólica | Eólica | 0 | 0 | 0 | 0 | 0 | 0 | 0 | 0 | 9 | 0 | 0 | 0 | EIA-860, EIA-860M and EIA-923 | 201603
Estados Unidos | Champion Wind Farm LLC | E ON Climate Renewables N America LLC |  | 32.3983 | -100.648 | Roscoe | Nolan | Texas | 79545 | 1100 County Rd. 140 | 126.5 | 126.5 | Eólica | Eólica | 0 | 0 | 0 | 0 | 0 | 0 | 0 | 0 | 126.5 | 0 | 0 | 0 | EIA-860, EIA-860M and EIA-923 | 201603
Estados Unidos | Roscoe Wind Farm LLC | E ON Climate Renewables N America LLC |  | 32.4694 | -100.666 | Roscoe | Nolan | Texas | 79545 | 5722 County Rd. 466 | 209 | 209 | Eólica | Eólica | 0 | 0 | 0 | 0 | 0 | 0 | 0 | 0 | 209 | 0 | 0 | 0 | EIA-860, EIA-860M and EIA-923 | 201603
Estados Unidos | Munnsville Wind Farm LLC | E ON Climate Renewables N America LLC |  | 42.9086 | -75.5697 | Madison | Madison | New York | 13310 | 2244 Elm Street | 34.5 | 34.5 | Eólica | Eólica | 0 | 0 | 0 | 0 | 0 | 0 | 0 | 0 | 34.5 | 0 | 0 | 0 | EIA-860, EIA-860M and EIA-923 | 201603
Estados Unidos | Breezy Bucks I LLC | Norgard 1 |  | 44.3197 | -96.3317 | Lake Benton | Lincoln | Minnesota | 56149 | 1842 166th Ave. | 1.3 | 1.3 | Eólica | Eólica | 0 | 0 | 0 | 0 | 0 | 0 | 0 | 0 | 1.3 | 0 | 0 | 0 | EIA-860, EIA-860M and EIA-923 | 201603
Estados Unidos | Snyder Wind Farm | Snyder Wind Farm LLC |  | 32.7393 | -100.739 | Synder | Scurry | Texas | 79549 | County Rd 1121 | 63 | 63 | Eólica | Eólica | 0 | 0 | 0 | 0 | 0 | 0 | 0 | 0 | 63 | 0 | 0 | 0 | EIA-860, EIA-860M and EIA-923 | 201603
Estados Unidos | Langdon Wind LLC | FPL Energy Langdon Wind LLC |  | 48.63 | -98.315 | Langdon | Cavalier | North Dakota | 58249 | 10810 Hwy LLC | 159 | 159 | Eólica | Eólica | 0 | 0 | 0 | 0 | 0 | 0 | 0 | 0 | 159 | 0 | 0 | 0 | EIA-860, EIA-860M and EIA-923 | 201603
Estados Unidos | Prairie Winds ND1 | Basin Electric Power Coop |  | 47.9336 | -101.269 | Minot | Ward | North Dakota | 58701 | Hwy 281 | 115.5 | 115.5 | Eólica | Eólica | 0 | 0 | 0 | 0 | 0 | 0 | 0 | 0 | 115.5 | 0 | 0 | 0 | EIA-860, EIA-860M and EIA-923 | 201603
Estados Unidos | Prairie Winds SD1 | Basin Electric Power Coop |  | 43.8864 | -98.7875 | Crow Lake | Jerauld | South Dakota | 57382 | Hwy 83 | 162 | 162 | Eólica | Eólica | 0 | 0 | 0 | 0 | 0 | 0 | 0 | 0 | 162 | 0 | 0 | 0 | EIA-860, EIA-860M and EIA-923 | 201603
Estados Unidos | Logan Wind Energy | Logan Wind Energy LLC |  | 40.941 | -103.259 | Peetz | Logan | Colorado | 80747 | 9500 County Road 78 | 201 | 201 | Eólica | Eólica | 0 | 0 | 0 | 0 | 0 | 0 | 0 | 0 | 201 | 0 | 0 | 0 | EIA-860, EIA-860M and EIA-923 | 201603
Estados Unidos | Old Trail Wind Farm | Old Trail Wind Farm LLC |  | 40.4792 | -88.7989 | Ellsworth | McLean | Illinois | 61737 | 13682N 2900 East Road | 198 | 198 | Eólica | Eólica | 0 | 0 | 0 | 0 | 0 | 0 | 0 | 0 | 198 | 0 | 0 | 0 | EIA-860, EIA-860M and EIA-923 | 201603
Estados Unidos | Rancho Penasquitos | San Diego County Water Auth |  | 32.937 | -117.114 | San Diego | San Diego | California | 92129 | 12298 Alemania Road | 4.4 | 4.4 | Hidroeléctrica | Hidroeléctrica | 0 | 0 | 0 | 0 | 4.4 | 0 | 0 | 0 | 0 | 0 | 0 | 0 | EIA-860, EIA-860M and EIA-923 | 201603
Estados Unidos | Novo BioPower Plant | Novo Biopower LLC |  | 34.5032 | -110.335 | Snowflake | Navajo | Arizona | 85937 | Highway Spur 277 N | 22.2 | 22.2 | Biomasa | Biomasa | 0 | 0 | 0 | 0 | 0 | 0 | 0 | 0 | 0 | 0 | 22.2 | 0 | EIA-860, EIA-860M and EIA-923 | 201603
Estados Unidos | Fenton Wind Farm | EDF Renewable Asset Holdings, Inc. |  | 43.8528 | -96.0183 | Chandler | Murray | Minnesota | 56122 | 729 21 St. Street | 205.5 | 205.5 | Eólica | Eólica | 0 | 0 | 0 | 0 | 0 | 0 | 0 | 0 | 205.5 | 0 | 0 | 0 | EIA-860, EIA-860M and EIA-923 | 201603
Estados Unidos | Noble Clinton Windpark LLC | Noble Wind Operations LLC |  | 44.8914 | -74.0061 | Churubusco | Clinton | New York | 12923 | 386 Ryan Road | 100.5 | 100.5 | Eólica | Eólica | 0 | 0 | 0 | 0 | 0 | 0 | 0 | 0 | 100.5 | 0 | 0 | 0 | EIA-860, EIA-860M and EIA-923 | 201603
Estados Unidos | Noble Ellenburg Windpark LLC | Noble Wind Operations LLC |  | 44.8914 | -74.0061 | Churubusco | Clinton | New York | 12923 | 386 Ryan Road | 81 | 81 | Eólica | Eólica | 0 | 0 | 0 | 0 | 0 | 0 | 0 | 0 | 81 | 0 | 0 | 0 | EIA-860, EIA-860M and EIA-923 | 201603
Estados Unidos | Noble Bliss Windpark LLC | Noble Wind Operations LLC |  | 42.5367 | -78.3047 | Bliss | Wyoming | New York | 14024 | 7740 Cadwell Road | 100.5 | 100.5 | Eólica | Eólica | 0 | 0 | 0 | 0 | 0 | 0 | 0 | 0 | 100.5 | 0 | 0 | 0 | EIA-860, EIA-860M and EIA-923 | 201603
Estados Unidos | Sleeping Bear LLC | NRG Energy Gas & Wind Holdings Inc |  | 36.6403 | -99.5006 | Woodward | Harper | Oklahoma | 73801 | N1990 Rd | 94.5 | 94.5 | Eólica | Eólica | 0 | 0 | 0 | 0 | 0 | 0 | 0 | 0 | 94.5 | 0 | 0 | 0 | EIA-860, EIA-860M and EIA-923 | 201603
Estados Unidos | Providence Heights Wind LLC | Iberdrola Renewables Inc |  | 41.2294 | -89.5572 | Tiskilwa | Bureau | Illinois | 61368 | 8547 Wyanet Walnut Road | 72 | 72 | Eólica | Eólica | 0 | 0 | 0 | 0 | 0 | 0 | 0 | 0 | 72 | 0 | 0 | 0 | EIA-860, EIA-860M and EIA-923 | 201603
Estados Unidos | Elkhorn Valley Wind Farm | Telocaset Wind Power Partners |  | 45.0852 | -117.816 | Union | Union | Oregon | 97883 | 53777 OR Highway 237 | 100.7 | 100.7 | Eólica | Eólica | 0 | 0 | 0 | 0 | 0 | 0 | 0 | 0 | 100.7 | 0 | 0 | 0 | EIA-860, EIA-860M and EIA-923 | 201603
Estados Unidos | BC Energy LLC | Ewington Wind Project |  | 43.6183 | -95.4253 | Worthington | Jackson | Minnesota | 56187 | 1800 South Shore Drive | 4 | 4 | Eólica | Eólica | 0 | 0 | 0 | 0 | 0 | 0 | 0 | 0 | 4 | 0 | 0 | 0 | EIA-860, EIA-860M and EIA-923 | 201603
Estados Unidos | KC Energy LLC | Ewington Wind Project |  | 43.6292 | -95.4169 | Worthington | Jackson | Minnesota | 56187 | 1800 South Shore Drive | 4 | 4 | Eólica | Eólica | 0 | 0 | 0 | 0 | 0 | 0 | 0 | 0 | 4 | 0 | 0 | 0 | EIA-860, EIA-860M and EIA-923 | 201603
Estados Unidos | K&D Energy LLC | Ewington Wind Project |  | 43.6181 | -95.4172 | Worthington | Jackson | Minnesota | 56187 | 32804 780th Street | 4 | 4 | Eólica | Eólica | 0 | 0 | 0 | 0 | 0 | 0 | 0 | 0 | 4 | 0 | 0 | 0 | EIA-860, EIA-860M and EIA-923 | 201603
Estados Unidos | KSS Turbines LLC | Ewington Wind Project |  | 43.6247 | -95.4314 | Worthington | Jackson | Minnesota | 56187 | 38110 908th Street | 4 | 4 | Eólica | Eólica | 0 | 0 | 0 | 0 | 0 | 0 | 0 | 0 | 4 | 0 | 0 | 0 | EIA-860, EIA-860M and EIA-923 | 201603
Estados Unidos | Prairie Wind Power LLC | Exelon Wind LLC |  | 43.5958 | -95.3833 | Worthington | Jackson | Minnesota | 56187 | 32804 780th Street | 4 | 4 | Eólica | Eólica | 0 | 0 | 0 | 0 | 0 | 0 | 0 | 0 | 4 | 0 | 0 | 0 | EIA-860, EIA-860M and EIA-923 | 201603
Estados Unidos | Taconite Ridge 1 Wind Energy Center | ALLETE, Inc. |  | 47.5747 | -92.5917 | Mountain Iron | St Louis | Minnesota | 55768 | Hwy 53 & St Louis Cty Hwy 102 | 25 | 25 | Eólica | Eólica | 0 | 0 | 0 | 0 | 0 | 0 | 0 | 0 | 25 | 0 | 0 | 0 | EIA-860, EIA-860M and EIA-923 | 201603
Estados Unidos | Dutch Hill Wind Project | First Wind O&M, LLC |  | 42.5456 | -77.4967 | Cohocton | Steuben | New York | 14826 | 11219 Dutch Hill Road | 37.5 | 37.5 | Eólica | Eólica | 0 | 0 | 0 | 0 | 0 | 0 | 0 | 0 | 37.5 | 0 | 0 | 0 | EIA-860, EIA-860M and EIA-923 | 201603
Estados Unidos | Cohocton Wind Project | First Wind O&M, LLC |  | 42.45 | -77.52 | Cohocton | Steuben | New York | 14826 | Brown Road | 87.5 | 87.5 | Eólica | Eólica | 0 | 0 | 0 | 0 | 0 | 0 | 0 | 0 | 87.5 | 0 | 0 | 0 | EIA-860, EIA-860M and EIA-923 | 201603
Estados Unidos | Harvest Windfarm LLC | Harvest I |  | 43.83 | -83.2064 | Elkton | Huron | Michigan | 48731 | 250N Maxwell Road | 52.8 | 52.8 | Eólica | Eólica | 0 | 0 | 0 | 0 | 0 | 0 | 0 | 0 | 52.8 | 0 | 0 | 0 | EIA-860, EIA-860M and EIA-923 | 201603
Estados Unidos | Hot Springs Windfarm LLC | Hot Springs |  | 43.0272 | -115.466 | Glenns Ferry | Elmore | Idaho | 83623 | 18645 Old Oregon Trail Road | 21 | 21 | Eólica | Eólica | 0 | 0 | 0 | 0 | 0 | 0 | 0 | 0 | 21 | 0 | 0 | 0 | EIA-860, EIA-860M and EIA-923 | 201603
Estados Unidos | Bennett Creek Windfarm LLC | Bennett Creek Windfarm LLC |  | 43.0536 | -115.48 | Glenns Ferry | Elmore | Idaho | 83623 | 9505 SE Donetta Drive | 21 | 21 | Eólica | Eólica | 0 | 0 | 0 | 0 | 0 | 0 | 0 | 0 | 21 | 0 | 0 | 0 | EIA-860, EIA-860M and EIA-923 | 201603
Estados Unidos | Buffalo Gap 3 Wind Farm | AES Wind Generation Inc |  | 32.2878 | -100.1 | Nolan | Nolan | Texas | 79537 | 4220-A FM 126 | 170.2 | 170.2 | Eólica | Eólica | 0 | 0 | 0 | 0 | 0 | 0 | 0 | 0 | 170.2 | 0 | 0 | 0 | EIA-860, EIA-860M and EIA-923 | 201603
Estados Unidos | Camp Grove Wind Farm | Orion Energy Group LLC |  | 41.0906 | -89.6398 | Wyoming | Stark | Illinois | 61491 | RR2, Box 55B | 150 | 150 | Eólica | Eólica | 0 | 0 | 0 | 0 | 0 | 0 | 0 | 0 | 150 | 0 | 0 | 0 | EIA-860, EIA-860M and EIA-923 | 201603
Estados Unidos | St Paul Cogeneration | St Paul Cogeneration LLC |  | 44.9429 | -93.0966 | St. Paul | Ramsey | Minnesota | 55102 | 125 Shepard Road W | 33 | 33 | Biomasa | Biomasa | 0 | 0 | 0 | 0 | 0 | 0 | 0 | 0 | 0 | 0 | 33 | 0 | EIA-860, EIA-860M and EIA-923 | 201603
Estados Unidos | Stanton Wind Energy LLC | Invenergy Services LLC |  | 32.2353 | -101.837 | Lenorah | Martin | Texas | 79749 | 2646 State Highway 137 | 120 | 120 | Eólica | Eólica | 0 | 0 | 0 | 0 | 0 | 0 | 0 | 0 | 120 | 0 | 0 | 0 | EIA-860, EIA-860M and EIA-923 | 201603
Estados Unidos | Osceola Windpower LLC | Osceola Windpower LLC |  | 43.4303 | -95.4167 | Harris | Osceola | Iowa | 51345 | 6952 Hwy 9 | 100 | 100 | Eólica | Eólica | 0 | 0 | 0 | 0 | 0 | 0 | 0 | 0 | 100 | 0 | 0 | 0 | EIA-860, EIA-860M and EIA-923 | 201603
Estados Unidos | Chandler Hills Wind Farm | EDF Renewable Services Inc |  | 43.917 | -95.954 | Chandler | Murray | Minnesota | 56122 | 575 41st Street | 2 | 2 | Eólica | Eólica | 0 | 0 | 0 | 0 | 0 | 0 | 0 | 0 | 2 | 0 | 0 | 0 | EIA-860, EIA-860M and EIA-923 | 201603
Estados Unidos | Butler Ridge | Butler Ridge Wind Energy Center |  | 43.4003 | -88.4811 | Mayville | Dodge | Wisconsin | 53050 | W1724 ILLINOIS ROAD | 54 | 54 | Eólica | Eólica | 0 | 0 | 0 | 0 | 0 | 0 | 0 | 0 | 54 | 0 | 0 | 0 | EIA-860, EIA-860M and EIA-923 | 201603
Estados Unidos | Majestic 1 Wind Farm | NextEra Energy Majestic Wind |  | 35.3919 | -101.53 | Panhandle | Carson | Texas | 79068 | 580 FM 1342 | 79.5 | 79.5 | Eólica | Eólica | 0 | 0 | 0 | 0 | 0 | 0 | 0 | 0 | 79.5 | 0 | 0 | 0 | EIA-860, EIA-860M and EIA-923 | 201603
Estados Unidos | South Trent Wind Farm | NRG Energy Inc |  | 32.4081 | -100.129 | Sweetwater | Nolan | Texas | 79556 | 1101 CR 190 | 101.2 | 101.2 | Eólica | Eólica | 0 | 0 | 0 | 0 | 0 | 0 | 0 | 0 | 101.2 | 0 | 0 | 0 | EIA-860, EIA-860M and EIA-923 | 201603
Estados Unidos | Wessington Springs | Wessington Wind |  | 44.0025 | -98.5908 | Wessington Springs | Jerauld | South Dakota | 57382 | 230th Street & 380th Avenue | 51 | 51 | Eólica | Eólica | 0 | 0 | 0 | 0 | 0 | 0 | 0 | 0 | 51 | 0 | 0 | 0 | EIA-860, EIA-860M and EIA-923 | 201603
Estados Unidos | North Allegheny Windpower Project | Duke Energy DEGS North Allegheny |  | 40.4381 | -78.5436 | Lilly | Blair | Pennsylvania | 15938 | St. Hwy 53 & US Hwy 22 | 70 | 70 | Eólica | Eólica | 0 | 0 | 0 | 0 | 0 | 0 | 0 | 0 | 70 | 0 | 0 | 0 | EIA-860, EIA-860M and EIA-923 | 201603
Estados Unidos | Hatchet Ridge Wind Project | Pattern Operators LP |  | 40.8981 | -121.804 | Burney | Shasta | California | 96013 | 19400 Bunch Grass Lookout Rd | 101.2 | 101.2 | Eólica | Eólica | 0 | 0 | 0 | 0 | 0 | 0 | 0 | 0 | 101.2 | 0 | 0 | 0 | EIA-860, EIA-860M and EIA-923 | 201603
Estados Unidos | Michigan Wind 2 | Michigan Wind 2 LLC |  | 43.6631 | -82.7469 | Ubly | Sanilac | Michigan | 48475 | 2690 Leppek Road | 90 | 90 | Eólica | Eólica | 0 | 0 | 0 | 0 | 0 | 0 | 0 | 0 | 90 | 0 | 0 | 0 | EIA-860, EIA-860M and EIA-923 | 201603
Estados Unidos | Pattern Gulf Wind | Pattern Operators LP |  | 27.0011 | -97.5994 | Armstrong | Kenedy | Texas | 78338 | 803 Gulf Wind Road | 283.2 | 283.2 | Eólica | Eólica | 0 | 0 | 0 | 0 | 0 | 0 | 0 | 0 | 283.2 | 0 | 0 | 0 | EIA-860, EIA-860M and EIA-923 | 201603
Estados Unidos | Dempsey Ridge Wind Farm | Acciona Wind Energy USA LLC |  | 35.5298 | -99.8145 | Cheyenne | Roger Mills | Oklahoma | 73628 | 10302 N 2890 Rd | 132 | 132 | Eólica | Eólica | 0 | 0 | 0 | 0 | 0 | 0 | 0 | 0 | 132 | 0 | 0 | 0 | EIA-860, EIA-860M and EIA-923 | 201603
Estados Unidos | Goodnoe Hills | PacifiCorp |  | 45.7818 | -120.521 | Goldendale | Klickitat | Washington | 98620 | 1332 Hoctor Road | 94 | 94 | Eólica | Eólica | 0 | 0 | 0 | 0 | 0 | 0 | 0 | 0 | 94 | 0 | 0 | 0 | EIA-860, EIA-860M and EIA-923 | 201603
Estados Unidos | Lanai Solar-Electric Plant | Lanai Sustainability Research LLC |  | 20.7667 | -156.923 | Lanai City | Maui | Hawaii | 96763 | Manele Road & Kaumalapau Hwy | 1.2 | 1.2 | Solar | Solar | 0 | 0 | 0 | 0 | 0 | 0 | 0 | 1.2 | 0 | 0 | 0 | 0 | EIA-860, EIA-860M and EIA-923 | 201603
Estados Unidos | Tatanka Wind Power LLC | Acciona Wind Energy USA LLC |  | 45.9593 | -98.9463 | Ashley | Dickey | North Dakota | 58413 | 10002 - 359th Avenue SE | 180 | 180 | Eólica | Eólica | 0 | 0 | 0 | 0 | 0 | 0 | 0 | 0 | 180 | 0 | 0 | 0 | EIA-860, EIA-860M and EIA-923 | 201603
Estados Unidos | Velva Windfarm LLC | Acciona Wind Energy USA LLC |  | 48.0836 | -100.922 | Velva | McHenry | North Dakota | 58790 | 4626 Highway 41, POB 540 | 11.9 | 11.9 | Eólica | Eólica | 0 | 0 | 0 | 0 | 0 | 0 | 0 | 0 | 11.9 | 0 | 0 | 0 | EIA-860, EIA-860M and EIA-923 | 201603
Estados Unidos | Whirlwind Energy Center | Whirlwind Energy LLC |  | 34.105 | -101.099 | Floydada | Floyd | Texas | 79235 | 1683 County Rd 271 | 57 | 57 | Eólica | Eólica | 0 | 0 | 0 | 0 | 0 | 0 | 0 | 0 | 57 | 0 | 0 | 0 | EIA-860, EIA-860M and EIA-923 | 201603
Estados Unidos | Charles City Wind Farm | MidAmerican Energy Co |  | 43.0003 | -92.62 | Charles City | Floyd | Iowa | 50616 | 1005 5th St. | 75 | 75 | Eólica | Eólica | 0 | 0 | 0 | 0 | 0 | 0 | 0 | 0 | 75 | 0 | 0 | 0 | EIA-860, EIA-860M and EIA-923 | 201603
Estados Unidos | Benton County Wind Farm | Orion Energy Group LLC |  | 40.695 | -87.4886 | Earl Park | Benton | Indiana | 47942 | 8557W. 600N | 130.5 | 130.5 | Eólica | Eólica | 0 | 0 | 0 | 0 | 0 | 0 | 0 | 0 | 130.5 | 0 | 0 | 0 | EIA-860, EIA-860M and EIA-923 | 201603
Estados Unidos | Wicomico | Industrial Power Generating Company LLC |  | 38.3847 | -75.6344 | Salisbury | Wicomico | Maryland | 21801 | 6967 Brick Kiln Rd | 5.4 | 5.4 | Biomasa | Biomasa | 0 | 0 | 0 | 0 | 0 | 0 | 0 | 0 | 0 | 0 | 5.4 | 0 | EIA-860, EIA-860M and EIA-923 | 201603
Estados Unidos | Amelia | Industrial Power Generating Company LLC |  | 37.3097 | -78.0589 | Jetersville | Amelia | Virginia | 23083 | 20221 Maplewood Rd | 14.4 | 14.4 | Biomasa | Biomasa | 0 | 0 | 0 | 0 | 0 | 0 | 0 | 0 | 0 | 0 | 14.4 | 0 | EIA-860, EIA-860M and EIA-923 | 201603
Estados Unidos | Brunswick Landfill Gas | Industrial Power Generating Company LLC |  | 36.7639 | -77.8108 | Lawrenceville | Brunswick | Virginia | 23868 | 107 Mallard Crossing Rd | 10.5 | 10.5 | Biomasa | Biomasa | 0 | 0 | 0 | 0 | 0 | 0 | 0 | 0 | 0 | 0 | 10.5 | 0 | EIA-860, EIA-860M and EIA-923 | 201603
Estados Unidos | Charles City | Industrial Power Generating Company LLC |  | 37.4389 | -77.1286 | Providence Forge | Charles City | Virginia | 23030 | 7960 Chambers Rd | 14.4 | 14.4 | Biomasa | Biomasa | 0 | 0 | 0 | 0 | 0 | 0 | 0 | 0 | 0 | 0 | 14.4 | 0 | EIA-860, EIA-860M and EIA-923 | 201603
Estados Unidos | Chesterfield Landfill Gas | Industrial Power Generating Company LLC |  | 37.3517 | -77.4969 | Chester | Chesterfield | Virginia | 23831 | 11740 Lewis Rd | 14.4 | 14.4 | Biomasa | Biomasa | 0 | 0 | 0 | 0 | 0 | 0 | 0 | 0 | 0 | 0 | 14.4 | 0 | EIA-860, EIA-860M and EIA-923 | 201603
Estados Unidos | King & Queen | Industrial Power Generating Company LLC |  | 37.6711 | -76.76 | Little Plymouth | King and Queen | Virginia | 23091 | 4445 Iris Rd | 10.8 | 10.8 | Biomasa | Biomasa | 0 | 0 | 0 | 0 | 0 | 0 | 0 | 0 | 0 | 0 | 10.8 | 0 | EIA-860, EIA-860M and EIA-923 | 201603
Estados Unidos | Mountain View | Industrial Power Generating Company LLC |  | 39.8014 | -77.7883 | Greencastle | Franklin | Pennsylvania | 17225 | 5074 Buchanan Trail West | 14.4 | 14.4 | Biomasa | Biomasa | 0 | 0 | 0 | 0 | 0 | 0 | 0 | 0 | 0 | 0 | 14.4 | 0 | EIA-860, EIA-860M and EIA-923 | 201603
Estados Unidos | New Bern | Industrial Power Generating Company LLC |  | 35.1681 | -77.2267 | New Bern | Craven | North Carolina | 28562 | 7420 Old US 70 West | 5.4 | 5.4 | Biomasa | Biomasa | 0 | 0 | 0 | 0 | 0 | 0 | 0 | 0 | 0 | 0 | 5.4 | 0 | EIA-860, EIA-860M and EIA-923 | 201603
Estados Unidos | Pine Grove | Industrial Power Generating Company LLC |  | 40.5553 | -76.3886 | Pine Grove | Schuylkill | Pennsylvania | 17963 | 1 Penn Dye St | 5.4 | 5.4 | Biomasa | Biomasa | 0 | 0 | 0 | 0 | 0 | 0 | 0 | 0 | 0 | 0 | 5.4 | 0 | EIA-860, EIA-860M and EIA-923 | 201603
Estados Unidos | Virginia Beach | Industrial Power Generating Company LLC |  | 36.7858 | -76.2019 | Virginia Beach | Virginia Beach City | Virginia | 23464 | 1997 Jake Sears Rd | 10.8 | 10.8 | Biomasa | Biomasa | 0 | 0 | 0 | 0 | 0 | 0 | 0 | 0 | 0 | 0 | 10.8 | 0 | EIA-860, EIA-860M and EIA-923 | 201603
Estados Unidos | Russell D Smith | Columbia Basin Hydropower |  | 46.7392 | -119.112 | Othello | Adams | Washington | 99344 | 7 mi S of Othello on Hwy 17 | 6.1 | 6.1 | Hidroeléctrica | Hidroeléctrica | 0 | 0 | 0 | 0 | 6.1 | 0 | 0 | 0 | 0 | 0 | 0 | 0 | EIA-860, EIA-860M and EIA-923 | 201603
Estados Unidos | Summer Falls Power Plant | Columbia Basin Hydropower |  | 47.5025 | -119.292 | Coulee City | Grant | Washington | 99115 | 29313 Pinto Ridge Road NE | 92 | 92 | Hidroeléctrica | Hidroeléctrica | 0 | 0 | 0 | 0 | 92 | 0 | 0 | 0 | 0 | 0 | 0 | 0 | EIA-860, EIA-860M and EIA-923 | 201603
Estados Unidos | Eltopia Branch Canal 4.6 | Columbia Basin Hydropower |  | 46.3784 | -119.255 | Pasco | Franklin | Washington | 99301 | 2481 Hooper Road | 2.2 | 2.2 | Hidroeléctrica | Hidroeléctrica | 0 | 0 | 0 | 0 | 2.2 | 0 | 0 | 0 | 0 | 0 | 0 | 0 | EIA-860, EIA-860M and EIA-923 | 201603
Estados Unidos | Potholes East Canal 66.0 | Columbia Basin Hydropower |  | 46.3785 | -119.254 | Pasco | Franklin | Washington | 99301 | 9440 Sagemoor Road | 2.3 | 2.3 | Hidroeléctrica | Hidroeléctrica | 0 | 0 | 0 | 0 | 2.3 | 0 | 0 | 0 | 0 | 0 | 0 | 0 | EIA-860, EIA-860M and EIA-923 | 201603
Estados Unidos | Main Canal Headworks | Columbia Basin Hydropower |  | 47.6164 | -119.299 | Coulee City | Grant | Washington | 99115 | Below east end Dry Falls Dam | 26.8 | 26.8 | Hidroeléctrica | Hidroeléctrica | 0 | 0 | 0 | 0 | 26.8 | 0 | 0 | 0 | 0 | 0 | 0 | 0 | EIA-860, EIA-860M and EIA-923 | 201603
Estados Unidos | Forward Windpower LLC | NRG Energy Gas & Wind Holdings Inc |  | 40.0853 | -78.8633 | Shade Township | Somerset | Pennsylvania | 15530 | 115 Townhill Road | 29.4 | 29.4 | Eólica | Eólica | 0 | 0 | 0 | 0 | 0 | 0 | 0 | 0 | 29.4 | 0 | 0 | 0 | EIA-860, EIA-860M and EIA-923 | 201603
Estados Unidos | Lookout Windpower LLC | NRG Energy Gas & Wind Holdings Inc |  | 39.8794 | -78.9183 | Shade Township | Somerset | Pennsylvania | 15501 | 120 Glencoe Road | 37.8 | 37.8 | Eólica | Eólica | 0 | 0 | 0 | 0 | 0 | 0 | 0 | 0 | 37.8 | 0 | 0 | 0 | EIA-860, EIA-860M and EIA-923 | 201603
Estados Unidos | Tuolumne Wind Project | Turlock Irrigation District |  | 45.8797 | -120.807 | Goldendale | Klickitat | Washington | 98620 | S-14 and Hwy 97 | 136.3 | 136.3 | Eólica | Eólica | 0 | 0 | 0 | 0 | 0 | 0 | 0 | 0 | 136.3 | 0 | 0 | 0 | EIA-860, EIA-860M and EIA-923 | 201603
Estados Unidos | Lyons Falls Hydroelectric | Northbrook Lyons Falls LLC |  | 43.6186 | -75.3586 | Lyons Falls | Lewis | New York | 13368 | 4010 Center Street | 5.5 | 5.5 | Hidroeléctrica | Hidroeléctrica | 0 | 0 | 0 | 0 | 5.5 | 0 | 0 | 0 | 0 | 0 | 0 | 0 | EIA-860, EIA-860M and EIA-923 | 201603
Estados Unidos | Gouldtown | Northbrook Lyons Falls LLC |  | 43.6126 | -75.3391 | Lyonsdale | Lewis | New York | 13368 | 3908 Shibley Road | 2 | 2 | Hidroeléctrica | Hidroeléctrica | 0 | 0 | 0 | 0 | 2 | 0 | 0 | 0 | 0 | 0 | 0 | 0 | EIA-860, EIA-860M and EIA-923 | 201603
Estados Unidos | Kosterville | Northbrook Lyons Falls LLC |  | 43.6142 | -75.3327 | Lyonsdale | Lewis | New York | 13368 | 6966 Kosterville Road | 1 | 1 | Hidroeléctrica | Hidroeléctrica | 0 | 0 | 0 | 0 | 1 | 0 | 0 | 0 | 0 | 0 | 0 | 0 | EIA-860, EIA-860M and EIA-923 | 201603
Estados Unidos | Ampersand Chowchilla Biomass LLC | Ampersand Chowchilla Biomass LLC |  | 37.1067 | -120.249 | Chowchilla | Madera | California | 93610 | 16457 Avenue 24 1/2 | 10.8 | 10.8 | Biomasa | Biomasa | 0 | 0 | 0 | 0 | 0 | 0 | 0 | 0 | 0 | 0 | 10.8 | 0 | EIA-860, EIA-860M and EIA-923 | 201603
Estados Unidos | El Nido Facility | Merced Power LLC |  | 37.1867 | -120.49 | El Nido | Merced | California | 95340 | 30 W Sandy Mush Rd | 10.5 | 10.5 | Biomasa | Biomasa | 0 | 0 | 0 | 0 | 0 | 0 | 0 | 0 | 0 | 0 | 10.5 | 0 | EIA-860, EIA-860M and EIA-923 | 201603
Estados Unidos | Christoffer Wind Energy I LLC | Cisco |  | 43.6256 | -95.3725 | Worthington | Jackson | Minnesota | 56187 | 78670 350th Avenue | 2.1 | 2.1 | Eólica | Eólica | 0 | 0 | 0 | 0 | 0 | 0 | 0 | 0 | 2.1 | 0 | 0 | 0 | EIA-860, EIA-860M and EIA-923 | 201603
Estados Unidos | Christoffer Wind Energy II LLC | Cisco |  | 43.6256 | -95.3672 | Worthington | Jackson | Minnesota | 56187 | 78670 350th Avenue | 2.1 | 2.1 | Eólica | Eólica | 0 | 0 | 0 | 0 | 0 | 0 | 0 | 0 | 2.1 | 0 | 0 | 0 | EIA-860, EIA-860M and EIA-923 | 201603
Estados Unidos | Christoffer Wind Energy III LLC | Cisco |  | 43.6256 | -95.3619 | Round Lake | Jackson | Minnesota | 56167 | 78670 360th Avenue | 2.1 | 2.1 | Eólica | Eólica | 0 | 0 | 0 | 0 | 0 | 0 | 0 | 0 | 2.1 | 0 | 0 | 0 | EIA-860, EIA-860M and EIA-923 | 201603
Estados Unidos | Christoffer Wind Energy IV LLC | Cisco |  | 43.6256 | -95.3567 | Round Lake | Jackson | Minnesota | 56167 | 78657 360th Avenue | 2.1 | 2.1 | Eólica | Eólica | 0 | 0 | 0 | 0 | 0 | 0 | 0 | 0 | 2.1 | 0 | 0 | 0 | EIA-860, EIA-860M and EIA-923 | 201603
Estados Unidos | Jeffers Wind 20 LLC | NRG Energy Gas & Wind Holdings Inc |  | 44.0578 | -95.2525 | Storden | Cottonwood | Minnesota | 56174 | 308 S County Road | 50 | 50 | Eólica | Eólica | 0 | 0 | 0 | 0 | 0 | 0 | 0 | 0 | 50 | 0 | 0 | 0 | EIA-860, EIA-860M and EIA-923 | 201603
Estados Unidos | Spanish Fork Wind Park 2 LLC | NRG Energy Gas & Wind Holdings Inc |  | 40.0714 | -111.582 | Spanish Fork | Utah | Utah | 84660 | 357 W. 910 S. | 18.9 | 18.9 | Eólica | Eólica | 0 | 0 | 0 | 0 | 0 | 0 | 0 | 0 | 18.9 | 0 | 0 | 0 | EIA-860, EIA-860M and EIA-923 | 201603
Estados Unidos | Mountain Wind Power LLC | NRG Energy Gas & Wind Holdings Inc |  | 41.2881 | -110.481 | Mountain View | Uinta | Wyoming | 82939 | Township T15N, Range 116W | 61 | 61 | Eólica | Eólica | 0 | 0 | 0 | 0 | 0 | 0 | 0 | 0 | 61 | 0 | 0 | 0 | EIA-860, EIA-860M and EIA-923 | 201603
Estados Unidos | Mountain Wind Power II LLC | NRG Energy Gas & Wind Holdings Inc |  | 41.2639 | -110.544 | Mountain View | Uinta | Wyoming | 82939 | Township T15N, Range 116W | 80 | 80 | Eólica | Eólica | 0 | 0 | 0 | 0 | 0 | 0 | 0 | 0 | 80 | 0 | 0 | 0 | EIA-860, EIA-860M and EIA-923 | 201603
Estados Unidos | Goat Wind LP | NRG Energy Gas & Wind Holdings Inc |  | 31.9519 | -100.791 | Sterling City | Sterling | Texas | 76951 | Section 68, Block 2 | 149.6 | 149.6 | Eólica | Eólica | 0 | 0 | 0 | 0 | 0 | 0 | 0 | 0 | 149.6 | 0 | 0 | 0 | EIA-860, EIA-860M and EIA-923 | 201603
Estados Unidos | Odin Wind Farm LLC | NRG Energy Gas & Wind Holdings Inc |  | 43.8953 | -94.9142 | Mountain Lake Twnshp | Cottonwood | Minnesota | 56159 | Township 105N, Range 33W | 20 | 20 | Eólica | Eólica | 0 | 0 | 0 | 0 | 0 | 0 | 0 | 0 | 20 | 0 | 0 | 0 | EIA-860, EIA-860M and EIA-923 | 201603
Estados Unidos | Capricorn Ridge Wind LLC | Capricorn Ridge Wind LLC |  | 31.9261 | -100.928 | Sterling City | Sterling | Texas | 76951 | 533 Bird Lane, P.O. Box 129 | 662.5 | 662.5 | Eólica | Eólica | 0 | 0 | 0 | 0 | 0 | 0 | 0 | 0 | 662.5 | 0 | 0 | 0 | EIA-860, EIA-860M and EIA-923 | 201603
Estados Unidos | Winnebago Wind Power Project | Iberdrola Renewables Inc |  | 43.315 | -93.77 | Forest City | Winnebago | Iowa | 50436 | 11995 380th Street | 20 | 20 | Eólica | Eólica | 0 | 0 | 0 | 0 | 0 | 0 | 0 | 0 | 20 | 0 | 0 | 0 | EIA-860, EIA-860M and EIA-923 | 201603
Estados Unidos | Barton Windpower LLC | Iberdrola Renewables Inc |  | 43.393 | -93.091 | Kensett | Worth | Iowa | 50448 | 1143 410th Street | 160 | 160 | Eólica | Eólica | 0 | 0 | 0 | 0 | 0 | 0 | 0 | 0 | 160 | 0 | 0 | 0 | EIA-860, EIA-860M and EIA-923 | 201603
Estados Unidos | Farmers City Wind LLC | Iberdrola Renewables Inc |  | 40.575 | -95.5228 | Tarkio | Atchison | Missouri | 64491 | 13987 U.S. Highway 59 | 146 | 146 | Eólica | Eólica | 0 | 0 | 0 | 0 | 0 | 0 | 0 | 0 | 146 | 0 | 0 | 0 | EIA-860, EIA-860M and EIA-923 | 201603
Estados Unidos | CalRenew-1 | CalRenew-1 LLC |  | 36.7575 | -120.366 | Mendota | Fresno | California | 93640 | 450 Belmont Avenue | 5 | 5 | Solar | Solar | 0 | 0 | 0 | 0 | 0 | 0 | 0 | 5 | 0 | 0 | 0 | 0 | EIA-860, EIA-860M and EIA-923 | 201603
Estados Unidos | Locust Ridge II LLC | Iberdrola Renewables Inc |  | 40.8411 | -76.1547 | Shenandoah | Schuylkill | Pennsylvania | 17976 | 711 Raven Run Road | 102 | 102 | Eólica | Eólica | 0 | 0 | 0 | 0 | 0 | 0 | 0 | 0 | 102 | 0 | 0 | 0 | EIA-860, EIA-860M and EIA-923 | 201603
Estados Unidos | Silver Star I Wind Power Project | AE Power Services LLC |  | 32.3386 | -98.4761 | Dublin | Erath | Texas | 76446 | 10893 CR397 | 60 | 60 | Eólica | Eólica | 0 | 0 | 0 | 0 | 0 | 0 | 0 | 0 | 60 | 0 | 0 | 0 | EIA-860, EIA-860M and EIA-923 | 201603
Estados Unidos | McAdoo Wind Energy LLC | Invenergy Services LLC |  | 33.7522 | -100.967 | McAdoo | Dickens | Texas | 79243 | 401 W FM 193 | 150 | 150 | Eólica | Eólica | 0 | 0 | 0 | 0 | 0 | 0 | 0 | 0 | 150 | 0 | 0 | 0 | EIA-860, EIA-860M and EIA-923 | 201603
Estados Unidos | Turkey Track Wind Energy LLC | Invenergy Services LLC |  | 32.1981 | -100.269 | Blackwell | Nolan | Texas | 79537 | 4310 A Hwy 153 | 169.5 | 169.5 | Eólica | Eólica | 0 | 0 | 0 | 0 | 0 | 0 | 0 | 0 | 169.5 | 0 | 0 | 0 | EIA-860, EIA-860M and EIA-923 | 201603
Estados Unidos | Scurry County Wind II | Invenergy Services LLC |  | 32.7181 | -100.793 | Snyder | Scurry | Texas | 79549 | 6543 E Hwy | 120 | 120 | Eólica | Eólica | 0 | 0 | 0 | 0 | 0 | 0 | 0 | 0 | 120 | 0 | 0 | 0 | EIA-860, EIA-860M and EIA-923 | 201603
Estados Unidos | Fowler Ridge Wind Farm LLC | AE Power Services LLC |  | 40.5839 | -87.3336 | Fowler | Benton | Indiana | 47944 | 91S 100 East | 600.3 | 600.3 | Eólica | Eólica | 0 | 0 | 0 | 0 | 0 | 0 | 0 | 0 | 600.3 | 0 | 0 | 0 | EIA-860, EIA-860M and EIA-923 | 201603
Estados Unidos | Sherbino I Wind Farm | AE Power Services LLC |  | 30.8073 | -102.356 | Fort Stockton | Pecos | Texas | 79735 | 568 Private Road 6038 | 150 | 150 | Eólica | Eólica | 0 | 0 | 0 | 0 | 0 | 0 | 0 | 0 | 150 | 0 | 0 | 0 | EIA-860, EIA-860M and EIA-923 | 201603
Estados Unidos | Evergreen BioPower LLC | Invenergy Services LLC |  | 44.7708 | -122.612 | Lyons | Linn | Oregon | 97358 | 141 14th St | 10 | 10 | Biomasa | Biomasa | 0 | 0 | 0 | 0 | 0 | 0 | 0 | 0 | 0 | 0 | 10 | 0 | EIA-860, EIA-860M and EIA-923 | 201603
Estados Unidos | Diamond Willow Wind Facility | Montana-Dakota Utilities Co |  | 46.2753 | -104.184 | Baker | Fallon | Montana | 59313 | HWY 12 | 30 | 30 | Eólica | Eólica | 0 | 0 | 0 | 0 | 0 | 0 | 0 | 0 | 30 | 0 | 0 | 0 | EIA-860, EIA-860M and EIA-923 | 201603
Estados Unidos | Elbow Creek Wind Project LLC | Elbow Creek Wind Project LLC |  | 32.1408 | -101.399 | Forsan | Howard | Texas | 79733 | 9919 Kay | 121.9 | 121.9 | Eólica | Eólica | 0 | 0 | 0 | 0 | 0 | 0 | 0 | 0 | 121.9 | 0 | 0 | 0 | EIA-860, EIA-860M and EIA-923 | 201603
Estados Unidos | Cloud County Wind Farm | Cloud County Windfarm, LLC |  | 39.4375 | -97.6644 | Concordia | Cloud | Kansas | 66901 | 1409 Iron Road | 201 | 201 | Eólica | Eólica | 0 | 0 | 0 | 0 | 0 | 0 | 0 | 0 | 201 | 0 | 0 | 0 | EIA-860, EIA-860M and EIA-923 | 201603
Estados Unidos | Pebble Springs Wind LLC | Iberdrola Renewables Inc |  | 45.7119 | -120.125 | Wasco | Gilliam | Oregon | 97812 | 74623 Rhea Road | 98.7 | 98.7 | Eólica | Eólica | 0 | 0 | 0 | 0 | 0 | 0 | 0 | 0 | 98.7 | 0 | 0 | 0 | EIA-860, EIA-860M and EIA-923 | 201603
Estados Unidos | Hay Canyon Wind Power LLC | Iberdrola Renewables Inc |  | 45.52 | -120.574 | Moro | Sherman | Oregon | 97039 | 98100 Baseline Lane | 108 | 108 | Eólica | Eólica | 0 | 0 | 0 | 0 | 0 | 0 | 0 | 0 | 108 | 0 | 0 | 0 | EIA-860, EIA-860M and EIA-923 | 201603
Estados Unidos | Dillon Wind LLC | Iberdrola Renewables Inc |  | 33.9393 | -116.553 | North Palm Springs | Riverside | California | 92258 | 19020 North Indian Ave Ste 7-C | 45 | 45 | Eólica | Eólica | 0 | 0 | 0 | 0 | 0 | 0 | 0 | 0 | 45 | 0 | 0 | 0 | EIA-860, EIA-860M and EIA-923 | 201603
Estados Unidos | Buffalo Ridge I LLC | Iberdrola Renewables Inc |  | 44.4328 | -96.4779 | Elkton | Brookings | South Dakota | 57026 | 21006 486th Avenue | 50.4 | 50.4 | Eólica | Eólica | 0 | 0 | 0 | 0 | 0 | 0 | 0 | 0 | 50.4 | 0 | 0 | 0 | EIA-860, EIA-860M and EIA-923 | 201603
Estados Unidos | Elm Creek Wind LLC | Iberdrola Renewables Inc |  | 43.7542 | -94.9497 | Trimont | Jackson | Minnesota | 56176 | 231 220th Street | 99 | 99 | Eólica | Eólica | 0 | 0 | 0 | 0 | 0 | 0 | 0 | 0 | 99 | 0 | 0 | 0 | EIA-860, EIA-860M and EIA-923 | 201603
Estados Unidos | Moraine II Wind LLC | Iberdrola Renewables Inc |  | 44.1238 | -96.0784 | Woodstock | Pipestone | Minnesota | 56186 | 4 151st Street | 49.5 | 49.5 | Eólica | Eólica | 0 | 0 | 0 | 0 | 0 | 0 | 0 | 0 | 49.5 | 0 | 0 | 0 | EIA-860, EIA-860M and EIA-923 | 201603
Estados Unidos | Penascal Wind Power LLC | Iberdrola Renewables Inc |  | 27.0702 | -97.5077 | Sarita | Kenedy | Texas | 78385 | 581 South Highway 77 | 201.6 | 201.6 | Eólica | Eólica | 0 | 0 | 0 | 0 | 0 | 0 | 0 | 0 | 201.6 | 0 | 0 | 0 | EIA-860, EIA-860M and EIA-923 | 201603
Estados Unidos | South Chestnut LLC | Iberdrola Renewables Inc |  | 39.7513 | -79.7271 | Farmington | Fayette | Pennsylvania | 15437 | 1745 Skyline Drive | 50.4 | 50.4 | Eólica | Eólica | 0 | 0 | 0 | 0 | 0 | 0 | 0 | 0 | 50.4 | 0 | 0 | 0 | EIA-860, EIA-860M and EIA-923 | 201603
Estados Unidos | Pioneer Prairie Wind Farm | Pioneer Prairie Wind Farm I, LLC |  | 43.4839 | -92.6131 | McIntire | Mitchell | Iowa | 50455 | 4968 Valley Ave | 300 | 300 | Eólica | Eólica | 0 | 0 | 0 | 0 | 0 | 0 | 0 | 0 | 300 | 0 | 0 | 0 | EIA-860, EIA-860M and EIA-923 | 201603
Estados Unidos | Hull Wind II | Hull Municipal Light Plant |  | 42.2611 | -70.8564 | Hull | Plymouth | Massachusetts | 02045 | Dump Access Road | 1.8 | 1.8 | Eólica | Eólica | 0 | 0 | 0 | 0 | 0 | 0 | 0 | 0 | 1.8 | 0 | 0 | 0 | EIA-860, EIA-860M and EIA-923 | 201603
Estados Unidos | Red Hills Wind Project LLC | Acciona Wind Energy USA LLC |  | 35.535 | -99.3828 | Hammon | Roger Mills | Oklahoma | 73650 | 10217 N 2020 Rd | 123 | 123 | Eólica | Eólica | 0 | 0 | 0 | 0 | 0 | 0 | 0 | 0 | 123 | 0 | 0 | 0 | EIA-860, EIA-860M and EIA-923 | 201603
Estados Unidos | EcoGrove Wind LLC | Acciona Wind Energy USA LLC |  | 42.4515 | -89.8784 | Lena | Stephenson | Illinois | 61048 | 9370 N Baker Rd | 100.5 | 100.5 | Eólica | Eólica | 0 | 0 | 0 | 0 | 0 | 0 | 0 | 0 | 100.5 | 0 | 0 | 0 | EIA-860, EIA-860M and EIA-923 | 201603
Estados Unidos | Carroll Wind Farm | MidAmerican Energy Co |  | 42.1622 | -94.93 | Carroll | Carroll | Iowa | 51401 | 1832 Industrial Park Road | 150 | 150 | Eólica | Eólica | 0 | 0 | 0 | 0 | 0 | 0 | 0 | 0 | 150 | 0 | 0 | 0 | EIA-860, EIA-860M and EIA-923 | 201603
Estados Unidos | Adair Wind Farm | MidAmerican Energy Co |  | 41.4236 | -94.665 | Adair | Adair | Iowa | 50002 | 106 Hillcrest St. | 174.8 | 174.8 | Eólica | Eólica | 0 | 0 | 0 | 0 | 0 | 0 | 0 | 0 | 174.8 | 0 | 0 | 0 | EIA-860, EIA-860M and EIA-923 | 201603
Estados Unidos | Walnut Wind Farm | MidAmerican Energy Co |  | 41.4517 | -95.2383 | Walnut | Pottawattamie | Iowa | 51577 | 236 Pearl St. | 153 | 153 | Eólica | Eólica | 0 | 0 | 0 | 0 | 0 | 0 | 0 | 0 | 153 | 0 | 0 | 0 | EIA-860, EIA-860M and EIA-923 | 201603
Estados Unidos | Solana Generating Station | Arizona Solar One LLC |  | 32.9223 | -112.956 | Gila Bend | Maricopa | Arizona | 85337 | 57750 S. Painted Rock Dam Road | 295.4 | 295.4 | Solar | Solar | 0 | 0 | 0 | 0 | 0 | 0 | 0 | 295.4 | 0 | 0 | 0 | 0 | EIA-860, EIA-860M and EIA-923 | 201603
Estados Unidos | CSU Fresno Solar Project | MMA Fresno Power LP |  | 36.8098 | -119.742 | Fresno | Fresno | California | 93740 | 5241 North Maple Ave. | 1 | 1 | Solar | Solar | 0 | 0 | 0 | 0 | 0 | 0 | 0 | 1 | 0 | 0 | 0 | 0 | EIA-860, EIA-860M and EIA-923 | 201603
Estados Unidos | Denver Int Airport | MMA DAS Power |  | 39.8368 | -104.697 | Denver | Denver | Colorado | 80249 | 8500 Pena Blvd | 1.9 | 1.9 | Solar | Solar | 0 | 0 | 0 | 0 | 0 | 0 | 0 | 1.9 | 0 | 0 | 0 | 0 | EIA-860, EIA-860M and EIA-923 | 201603
Estados Unidos | Central Plains Wind Farm | Westar Energy Inc |  | 38.5032 | -101.161 | Marienthal | Wichita | Kansas | 67863 | 206 N. County Road 25 | 99 | 99 | Eólica | Eólica | 0 | 0 | 0 | 0 | 0 | 0 | 0 | 0 | 99 | 0 | 0 | 0 | EIA-860, EIA-860M and EIA-923 | 201603
Estados Unidos | Flat Ridge Wind Farm | Westar Energy Inc |  | 37.3692 | -98.4603 | Nashville | Barber | Kansas | 67112 | 7329 NE Ridge Road | 50 | 50 | Eólica | Eólica | 0 | 0 | 0 | 0 | 0 | 0 | 0 | 0 | 50 | 0 | 0 | 0 | EIA-860, EIA-860M and EIA-923 | 201603
Estados Unidos | Hackberry Wind Farm | Hackberry Wind LLC |  | 32.7683 | -99.4228 | Albany | Shackelford | Texas | 76430 | 177 Private Road | 162.3 | 162.3 | Eólica | Eólica | 0 | 0 | 0 | 0 | 0 | 0 | 0 | 0 | 162.3 | 0 | 0 | 0 | EIA-860, EIA-860M and EIA-923 | 201603
Estados Unidos | Marshall Wind 2 LLC | Marshall Wind |  | 44.3236 | -95.8222 | Marshall | Lyon | Minnesota | 56258 | 1917 County Road 7 | 4.2 | 4.2 | Eólica | Eólica | 0 | 0 | 0 | 0 | 0 | 0 | 0 | 0 | 4.2 | 0 | 0 | 0 | EIA-860, EIA-860M and EIA-923 | 201603
Estados Unidos | Marshall Wind 3 LLC | Marshall Wind |  | 44.3211 | -95.7942 | Marshall | Lyon | Minnesota | 56258 | 1862 250th Avenue | 4.2 | 4.2 | Eólica | Eólica | 0 | 0 | 0 | 0 | 0 | 0 | 0 | 0 | 4.2 | 0 | 0 | 0 | EIA-860, EIA-860M and EIA-923 | 201603
Estados Unidos | Marshall Wind 4 LLC | Marshall Wind |  | 44.3361 | -95.8242 | Marshall | Lyon | Minnesota | 56258 | 1951 County Road 7 | 4.2 | 4.2 | Eólica | Eólica | 0 | 0 | 0 | 0 | 0 | 0 | 0 | 0 | 4.2 | 0 | 0 | 0 | EIA-860, EIA-860M and EIA-923 | 201603
Estados Unidos | Marshall Wind 5 LLC | Marshall Wind |  | 44.3303 | -95.8344 | Marshall | Lyon | Minnesota | 56258 | 1926 230th Avenue | 2.1 | 2.1 | Eólica | Eólica | 0 | 0 | 0 | 0 | 0 | 0 | 0 | 0 | 2.1 | 0 | 0 | 0 | EIA-860, EIA-860M and EIA-923 | 201603
Estados Unidos | Marshall Wind 6 LLC | Marshall Wind |  | 44.3308 | -95.8297 | Marshall | Lyon | Minnesota | 56258 | 1926 230th Avenue | 2.1 | 2.1 | Eólica | Eólica | 0 | 0 | 0 | 0 | 0 | 0 | 0 | 0 | 2.1 | 0 | 0 | 0 | EIA-860, EIA-860M and EIA-923 | 201603
Estados Unidos | Kibby Wind Power Project | TransCanada Maine Wind Development Inc |  | 45.3853 | -70.5258 | Portland | Franklin | Maine | 04101 | 3647 The Arnold Trail | 132 | 132 | Eólica | Eólica | 0 | 0 | 0 | 0 | 0 | 0 | 0 | 0 | 132 | 0 | 0 | 0 | EIA-860, EIA-860M and EIA-923 | 201603
Estados Unidos | Crane Creek Wind Energy Center | Wisconsin Public Service Corp |  | 43.3978 | -92.4736 | Riceville | Howard | Iowa | 50466 | E.of Addison S. of 50th St | 29 | 29 | Eólica | Eólica | 0 | 0 | 0 | 0 | 0 | 0 | 0 | 0 | 29 | 0 | 0 | 0 | EIA-860, EIA-860M and EIA-923 | 201603
Estados Unidos | North Brawley Geothermal Plant | Ormat Nevada Inc |  | 33.0139 | -115.544 | Brawley | Imperial | California | 92250 | 4982 Hovley Road | 64 | 64 | Geotérmica | Geotérmica | 0 | 0 | 0 | 0 | 0 | 0 | 0 | 0 | 0 | 64 | 0 | 0 | EIA-860, EIA-860M and EIA-923 | 201603
Estados Unidos | High Plains Wind Power LLC | High Plains |  | 35.3503 | -101.54 | Panhandle | Carson | Texas | 79068 | 536 FM293 | 10 | 10 | Eólica | Eólica | 0 | 0 | 0 | 0 | 0 | 0 | 0 | 0 | 10 | 0 | 0 | 0 | EIA-860, EIA-860M and EIA-923 | 201603
Estados Unidos | EXC Wind 11 LLC | EXC Wind 11 |  | 35.8119 | -101.979 | Dumas | Moore | Texas | 79029 | 10655 US Highway 287 | 10 | 10 | Eólica | Eólica | 0 | 0 | 0 | 0 | 0 | 0 | 0 | 0 | 10 | 0 | 0 | 0 | EIA-860, EIA-860M and EIA-923 | 201603
Estados Unidos | EXC Wind 10 LLC | EXC Wind 10 |  | 35.8081 | -101.999 | Dumas | Moore | Texas | 79029 | 6000 Stallwitz Road | 10 | 10 | Eólica | Eólica | 0 | 0 | 0 | 0 | 0 | 0 | 0 | 0 | 10 | 0 | 0 | 0 | EIA-860, EIA-860M and EIA-923 | 201603
Estados Unidos | EXC Wind 9 LLC | EXC Wind 9 |  | 35.9614 | -101.803 | Sunray | Moore | Texas | 79086 | 11572 Texas Beef Road | 10 | 10 | Eólica | Eólica | 0 | 0 | 0 | 0 | 0 | 0 | 0 | 0 | 10 | 0 | 0 | 0 | EIA-860, EIA-860M and EIA-923 | 201603
Estados Unidos | EXC Wind 8 LLC | EXC Wind 8 |  | 36.0075 | -101.861 | Sunray | Moore | Texas | 79086 | 11896 Light Plant Road | 10 | 10 | Eólica | Eólica | 0 | 0 | 0 | 0 | 0 | 0 | 0 | 0 | 10 | 0 | 0 | 0 | EIA-860, EIA-860M and EIA-923 | 201603
Estados Unidos | EXC Wind 7 LLC | EXC Wind 7 |  | 36.0264 | -101.9 | Sunray | Moore | Texas | 79086 | 6603 FM 281 | 10 | 10 | Eólica | Eólica | 0 | 0 | 0 | 0 | 0 | 0 | 0 | 0 | 10 | 0 | 0 | 0 | EIA-860, EIA-860M and EIA-923 | 201603
Estados Unidos | Marshall Wind 1 LLC | Marshall Wind |  | 44.3253 | -95.8142 | Marshall | Lyon | Minnesota | 56258 | 2409 190th Street | 2.1 | 2.1 | Eólica | Eólica | 0 | 0 | 0 | 0 | 0 | 0 | 0 | 0 | 2.1 | 0 | 0 | 0 | EIA-860, EIA-860M and EIA-923 | 201603
Estados Unidos | Glenrock | PacifiCorp |  | 43.0181 | -105.835 | Glenrock | Converse | Wyoming | 82637 | 1026 55 Ranch Road | 138 | 138 | Eólica | Eólica | 0 | 0 | 0 | 0 | 0 | 0 | 0 | 0 | 138 | 0 | 0 | 0 | EIA-860, EIA-860M and EIA-923 | 201603
Estados Unidos | Rolling Hills | PacifiCorp |  | 43.0572 | -105.854 | Glenrock | Converse | Wyoming | 82637 | 1026 55 Ranch Road | 99 | 99 | Eólica | Eólica | 0 | 0 | 0 | 0 | 0 | 0 | 0 | 0 | 99 | 0 | 0 | 0 | EIA-860, EIA-860M and EIA-923 | 201603
Estados Unidos | Seven Mile Hill | PacifiCorp |  | 41.9203 | -106.376 | Medicine Bow | Carbon | Wyoming | 82329 | 3 Miles NW of Medicine Bow | 118.5 | 118.5 | Eólica | Eólica | 0 | 0 | 0 | 0 | 0 | 0 | 0 | 0 | 118.5 | 0 | 0 | 0 | EIA-860, EIA-860M and EIA-923 | 201603
Estados Unidos | Plainfield Renewable Energy LLC | Plainfield Renewable Energy, LLC |  | 41.6644 | -71.9242 | Plainfield | Windham | Connecticut | 06374 | Millbrook Road | 37.5 | 37.5 | Biomasa | Biomasa | 0 | 0 | 0 | 0 | 0 | 0 | 0 | 0 | 0 | 0 | 37.5 | 0 | EIA-860, EIA-860M and EIA-923 | 201603
Estados Unidos | Lanchester Generating Station | Granger Electric Co |  | 40.1108 | -75.9547 | Narvon | Lancaster | Pennsylvania | 17555 | 481 S Churchtown Rd | 3.2 | 3.2 | Biomasa | Biomasa | 0 | 0 | 0 | 0 | 0 | 0 | 0 | 0 | 0 | 0 | 3.2 | 0 | EIA-860, EIA-860M and EIA-923 | 201603
Estados Unidos | South Kent Generating Station | Granger Electric Co |  | 42.7814 | -85.6728 | Byron Center | Kent | Michigan | 49315 | 300 100th Street SW | 3 | 3 | Biomasa | Biomasa | 0 | 0 | 0 | 0 | 0 | 0 | 0 | 0 | 0 | 0 | 3 | 0 | EIA-860, EIA-860M and EIA-923 | 201603
Estados Unidos | White Feather Generating Station | Granger Electric Co |  | 43.8983 | -83.9494 | Pinconning | Bay | Michigan | 48650 | 2401 E Whitefeather Rd | 3 | 3 | Biomasa | Biomasa | 0 | 0 | 0 | 0 | 0 | 0 | 0 | 0 | 0 | 0 | 3 | 0 | EIA-860, EIA-860M and EIA-923 | 201603
Estados Unidos | Trans-Jordan Generating Station | Granger Electric Co |  | 40.55 | -112.063 | South Jordan | Salt Lake | Utah | 84095 | 10873 S Highway 111 | 4.5 | 4.5 | Biomasa | Biomasa | 0 | 0 | 0 | 0 | 0 | 0 | 0 | 0 | 0 | 0 | 4.5 | 0 | EIA-860, EIA-860M and EIA-923 | 201603
Estados Unidos | Wheat Field Wind Power Project | Wheat Field Wind Power Project LLC |  | 45.6758 | -120.318 | Arlington | Gilliam | Oregon | 97812 | 73501 Blalock Canyon Road | 96.6 | 96.6 | Eólica | Eólica | 0 | 0 | 0 | 0 | 0 | 0 | 0 | 0 | 96.6 | 0 | 0 | 0 | EIA-860, EIA-860M and EIA-923 | 201603
Estados Unidos | Arlington Wind Power Project | Arlington Wind Power Project LLC |  | 45.7167 | -120.201 | Arlington | Gilliam | Oregon | 97812 | 72650 Rattlesnake Road | 102.9 | 102.9 | Eólica | Eólica | 0 | 0 | 0 | 0 | 0 | 0 | 0 | 0 | 102.9 | 0 | 0 | 0 | EIA-860, EIA-860M and EIA-923 | 201603
Estados Unidos | Rail Splitter Wind Farm | Rail Splitter Wind Farm LLC |  | 40.3692 | -89.4022 | Hopedale | Tazewell | Illinois | 61747 | 27497 Voynton Rd. | 100.5 | 100.5 | Eólica | Eólica | 0 | 0 | 0 | 0 | 0 | 0 | 0 | 0 | 100.5 | 0 | 0 | 0 | EIA-860, EIA-860M and EIA-923 | 201603
Estados Unidos | Marble River Wind Farm | Marble River, LLC |  | 44.9758 | -73.9297 | Churubusco | Clinton | New York | 12933 | 11 Marble River Way | 215 | 215 | Eólica | Eólica | 0 | 0 | 0 | 0 | 0 | 0 | 0 | 0 | 215 | 0 | 0 | 0 | EIA-860, EIA-860M and EIA-923 | 201603
Estados Unidos | Sagebrush Power Partners | Sagebrush Power Partners, LLC |  | 47.1356 | -120.687 | Ellensburg | Kittitas | Washington | 98922 | 3701 Hayward Rd | 100.7 | 100.7 | Eólica | Eólica | 0 | 0 | 0 | 0 | 0 | 0 | 0 | 0 | 100.7 | 0 | 0 | 0 | EIA-860, EIA-860M and EIA-923 | 201603
Estados Unidos | Crosswind Energy Project | NRG Energy Gas & Wind Holdings Inc |  | 43.0475 | -94.9228 | Ruthven | Palo Alto | Iowa | 51358 | Silver Lake Township | 21 | 21 | Eólica | Eólica | 0 | 0 | 0 | 0 | 0 | 0 | 0 | 0 | 21 | 0 | 0 | 0 | EIA-860, EIA-860M and EIA-923 | 201603
Estados Unidos | Hardin Hilltop Wind LLC | NRG Energy Gas & Wind Holdings Inc |  | 42.0822 | -94.365 | Jefferson | Greene | Iowa | 50129 | Township 83, North Range 30W | 14.7 | 14.7 | Eólica | Eólica | 0 | 0 | 0 | 0 | 0 | 0 | 0 | 0 | 14.7 | 0 | 0 | 0 | EIA-860, EIA-860M and EIA-923 | 201603
Estados Unidos | Bolthouse S&P and Rowen Farms Solar | MMA WBF Power LP |  | 34.5644 | -117.693 | Palmdale | Los Angeles | California | 93591 | 24476 E Ave R-8 | 1.2 | 1.2 | Solar | Solar | 0 | 0 | 0 | 0 | 0 | 0 | 0 | 1.2 | 0 | 0 | 0 | 0 | EIA-860, EIA-860M and EIA-923 | 201603
Estados Unidos | Model Gas Power Station | Solid Waste Authority of Central Ohio |  | 39.8908 | -83.0272 | Grove City | Franklin | Ohio | 43123 | 3299 Jackson Pike | 2.8 | 2.8 | Biomasa | Biomasa | 0 | 0 | 0 | 0 | 0 | 0 | 0 | 0 | 0 | 0 | 2.8 | 0 | EIA-860, EIA-860M and EIA-923 | 201603
Estados Unidos | Covel Gardens Gas Recovery | Energy Developments Inc |  | 29.3467 | -98.6536 | San Antonio | Bexar | Texas | 78252 | 8611 Covel Road | 9.6 | 9.6 | Biomasa | Biomasa | 0 | 0 | 0 | 0 | 0 | 0 | 0 | 0 | 0 | 0 | 9.6 | 0 | EIA-860, EIA-860M and EIA-923 | 201603
Estados Unidos | Ottawa County Project | Energy Developments Inc |  | 41.5283 | -83.0353 | Port Clinton | Ottawa | Ohio | 43452 | 530 North Camp Road | 4.2 | 4.2 | Biomasa | Biomasa | 0 | 0 | 0 | 0 | 0 | 0 | 0 | 0 | 0 | 0 | 4.2 | 0 | EIA-860, EIA-860M and EIA-923 | 201603
Estados Unidos | Carbon Limestone | Energy Developments Inc |  | 40.9975 | -80.5208 | Lowellville | Mahoning | Ohio | 44436 | 7960 South State Line Road | 25.6 | 25.6 | Biomasa | Biomasa | 0 | 0 | 0 | 0 | 0 | 0 | 0 | 0 | 0 | 0 | 25.6 | 0 | EIA-860, EIA-860M and EIA-923 | 201603
Estados Unidos | Loraine County Project | Energy Developments Inc |  | 41.3006 | -82.1803 | Oberlin | Lorain | Ohio | 44074 | 435550 | 27.2 | 27.2 | Biomasa | Biomasa | 0 | 0 | 0 | 0 | 0 | 0 | 0 | 0 | 0 | 0 | 27.2 | 0 | EIA-860, EIA-860M and EIA-923 | 201603
Estados Unidos | Taylor | Energy Developments Inc |  | 32.4522 | -84.3872 | Mauk | Taylor | Georgia | 31058 | County Road 33 & Stewart Road | 8 | 8 | Biomasa | Biomasa | 0 | 0 | 0 | 0 | 0 | 0 | 0 | 0 | 0 | 0 | 8 | 0 | EIA-860, EIA-860M and EIA-923 | 201603
Estados Unidos | Zion Landfill Gas to Energy Facility | Energy Developments Inc |  | 42.4803 | -87.8861 | Zion | Lake | Illinois | 60099 | 801 Green Bay Road | 7 | 7 | Biomasa | Biomasa | 0 | 0 | 0 | 0 | 0 | 0 | 0 | 0 | 0 | 0 | 7 | 0 | EIA-860, EIA-860M and EIA-923 | 201603
Estados Unidos | Meldahl Hydroelectric Project | City of Hamilton - (OH) |  | 38.7914 | -84.173 | Foster | Bracken | Kentucky | 41002 | Rt. 8 Ohio River Mile 436.2 | 70 | 70 | Hidroeléctrica | Hidroeléctrica | 0 | 0 | 0 | 0 | 70 | 0 | 0 | 0 | 0 | 0 | 0 | 0 | EIA-860, EIA-860M and EIA-923 | 201603
Estados Unidos | SECCRA Community Landfill | Southeastern Chester County Refuse Auth |  | 39.8639 | -75.8428 | West Grove | Chester | Pennsylvania | 19390 | 219 Street Road | 2.5 | 2.5 | Biomasa | Biomasa | 0 | 0 | 0 | 0 | 0 | 0 | 0 | 0 | 0 | 0 | 2.5 | 0 | EIA-860, EIA-860M and EIA-923 | 201603
Estados Unidos | Shiloh Wind Project 2 LLC | EDF Renewable Asset Holdings, Inc. |  | 38.1711 | -121.846 | Birds Landing | Solano | California | 94512 | 6523 Montezuma Hills Rd | 150 | 150 | Eólica | Eólica | 0 | 0 | 0 | 0 | 0 | 0 | 0 | 0 | 150 | 0 | 0 | 0 | EIA-860, EIA-860M and EIA-923 | 201603
Estados Unidos | Sacramento Soleil LLC | EDF Renewable Asset Holdings, Inc. |  | 38.4498 | -121.165 | Wilton | Sacramento | California | 95693 | 13345 Apple Rd | 1 | 1 | Solar | Solar | 0 | 0 | 0 | 0 | 0 | 0 | 0 | 1 | 0 | 0 | 0 | 0 | EIA-860, EIA-860M and EIA-923 | 201603
Estados Unidos | Wapsipinicon Wind Project | EDF Renewable Asset Holdings, Inc. |  | 43.8006 | -92.6822 | Dexter | Mower | Minnesota | 55926 | 228 Industrial Park Drive | 100.5 | 100.5 | Eólica | Eólica | 0 | 0 | 0 | 0 | 0 | 0 | 0 | 0 | 100.5 | 0 | 0 | 0 | EIA-860, EIA-860M and EIA-923 | 201603
Estados Unidos | Hall's Warehouse Solar Project | Sunlight General Solar Fund II, LLC |  | 40.5737 | -74.3944 | South Plainfield | Middlesex | New Jersey | 07080 | 501 Kentile Rd | 1.5 | 1.5 | Solar | Solar | 0 | 0 | 0 | 0 | 0 | 0 | 0 | 1.5 | 0 | 0 | 0 | 0 | EIA-860, EIA-860M and EIA-923 | 201603
Estados Unidos | Hoosier Wind Project LLC | EDF Renewable Asset Holdings, Inc. |  | 40.7178 | -87.2631 | Goodland | Benton | Indiana | 47948 | 3200 E 900th N | 106 | 106 | Eólica | Eólica | 0 | 0 | 0 | 0 | 0 | 0 | 0 | 0 | 106 | 0 | 0 | 0 | EIA-860, EIA-860M and EIA-923 | 201603
Estados Unidos | Flat Ridge Wind Energy LLC | AE Power Services LLC |  | 37.3764 | -98.4583 | Medicine Lodge | Barber | Kansas | 67112 | 7329 NE Ridge Road | 50 | 50 | Eólica | Eólica | 0 | 0 | 0 | 0 | 0 | 0 | 0 | 0 | 50 | 0 | 0 | 0 | EIA-860, EIA-860M and EIA-923 | 201603
Estados Unidos | Pennsauken Solar | EPP Renewable Energy |  | 39.9894 | -75.04 | Pennsauken | Camden | New Jersey | 08110 | 9600 River Road | 1.5 | 1.5 | Solar | Solar | 0 | 0 | 0 | 0 | 0 | 0 | 0 | 1.5 | 0 | 0 | 0 | 0 | EIA-860, EIA-860M and EIA-923 | 201603
Estados Unidos | Cumberland County Solid Waste Complex | EPP Renewable Energy |  | 39.4494 | -75.0928 | Millville | Cumberland | New Jersey | 08332 | 169 Jesse Bridge Road | 4.8 | 4.8 | Biomasa | Biomasa | 0 | 0 | 0 | 0 | 0 | 0 | 0 | 0 | 0 | 0 | 4.8 | 0 | EIA-860, EIA-860M and EIA-923 | 201603
Estados Unidos | Cumberland County PA LFG Recovery | EPP Renewable Energy |  | 40.1356 | -77.5072 | Shippensburg | Cumberland | Pennsylvania | 17527 | 135 Vaughn Road | 6.4 | 6.4 | Biomasa | Biomasa | 0 | 0 | 0 | 0 | 0 | 0 | 0 | 0 | 0 | 0 | 6.4 | 0 | EIA-860, EIA-860M and EIA-923 | 201603
Estados Unidos | Warren County Solar | EPP Renewable Energy |  | 40.789 | -75.107 | Belvidere | Warren | New Jersey | 08865 | 3263 Belvidere Road | 2 | 2 | Solar | Solar | 0 | 0 | 0 | 0 | 0 | 0 | 0 | 2 | 0 | 0 | 0 | 0 | EIA-860, EIA-860M and EIA-923 | 201603
Estados Unidos | PPL Renewable Energy Merck Solar | EPP Renewable Energy |  | 40.7274 | -74.3783 | Summit | Union | New Jersey | 07901 | 556 Morris Avenue | 1.7 | 1.7 | Solar | Solar | 0 | 0 | 0 | 0 | 0 | 0 | 0 | 1.7 | 0 | 0 | 0 | 0 | EIA-860, EIA-860M and EIA-923 | 201603
Estados Unidos | Norther Tier Landfill | EPP Renewable Energy |  | 41.7792 | -76.6258 | Burlington | Bradford | Pennsylvania | 18814 | PO Box 10 | 1.6 | 1.6 | Biomasa | Biomasa | 0 | 0 | 0 | 0 | 0 | 0 | 0 | 0 | 0 | 0 | 1.6 | 0 | EIA-860, EIA-860M and EIA-923 | 201603
Estados Unidos | Moretown | EPP Renewable Energy |  | 44.3122 | -72.7114 | Waterbury | Washington | Vermont | 05676 | 19 Kaiser Drive | 3.2 | 3.2 | Biomasa | Biomasa | 0 | 0 | 0 | 0 | 0 | 0 | 0 | 0 | 0 | 0 | 3.2 | 0 | EIA-860, EIA-860M and EIA-923 | 201603
Estados Unidos | Chester Diversion Hydroelectric Project | Fall River Rural Elec Coop Inc |  | 44.0183 | -111.584 | Chester | Fremont | Idaho | 83421 | 2875 East 930 North | 3.6 | 3.6 | Hidroeléctrica | Hidroeléctrica | 0 | 0 | 0 | 0 | 3.6 | 0 | 0 | 0 | 0 | 0 | 0 | 0 | EIA-860, EIA-860M and EIA-923 | 201603
Estados Unidos | Ameresco Stafford | AMERESCO Stafford LLC |  | 38.3842 | -77.4131 | Stafford | Stafford | Virginia | 22554 | 481 Eskimo Hill Rd | 2 | 2 | Biomasa | Biomasa | 0 | 0 | 0 | 0 | 0 | 0 | 0 | 0 | 0 | 0 | 2 | 0 | EIA-860, EIA-860M and EIA-923 | 201603
Estados Unidos | Ameresco Ox Mountain | AMERESCO Ox Mountain Energy LLC |  | 37.5 | -122.4 | Half Moon Bay | San Mateo | California | 94019 | 12310 San Meteo Rd | 10.8 | 10.8 | Biomasa | Biomasa | 0 | 0 | 0 | 0 | 0 | 0 | 0 | 0 | 0 | 0 | 10.8 | 0 | EIA-860, EIA-860M and EIA-923 | 201603
Estados Unidos | Ameresco Jefferson City | AMERESCO Jefferson City LLC |  | 38.33 | -92.16 | Jefferson City | Cole | Missouri | 65101 | 8432 No More Victims Rd | 2.7 | 2.7 | Biomasa | Biomasa | 0 | 0 | 0 | 0 | 0 | 0 | 0 | 0 | 0 | 0 | 2.7 | 0 | EIA-860, EIA-860M and EIA-923 | 201603
Estados Unidos | Ameresco Keller Canyon | AMERESCO Keller Canyon LLC |  | 37.97 | -121.86 | Bay Point | Contra Costa | California | 94565 | 901 Bailey Rd | 3.6 | 3.6 | Biomasa | Biomasa | 0 | 0 | 0 | 0 | 0 | 0 | 0 | 0 | 0 | 0 | 3.6 | 0 | EIA-860, EIA-860M and EIA-923 | 201603
Estados Unidos | Ameresco Chiquita Canyon | AMERESCO Chiquita Canyon LLC |  | 34.4317 | -118.643 | Castaic | Los Angeles | California | 91384 | 29201 Henry Mayo Dr | 8 | 8 | Biomasa | Biomasa | 0 | 0 | 0 | 0 | 0 | 0 | 0 | 0 | 0 | 0 | 8 | 0 | EIA-860, EIA-860M and EIA-923 | 201603
Estados Unidos | Atlantic City Convention Center | Power Choice/Pepco Energy Serv |  | 39.3639 | -74.4408 | Atlantic City | Atlantic | New Jersey | 08401 | 1 Convention Boulevard | 2 | 2 | Solar | Solar | 0 | 0 | 0 | 0 | 0 | 0 | 0 | 2 | 0 | 0 | 0 | 0 | EIA-860, EIA-860M and EIA-923 | 201603
Estados Unidos | Noble Altona Windpark LLC | Noble Wind Operations LLC |  | 44.8216 | -73.6509 | Altona | Clinton | New York | 12910 | 5003 Military Turnpike | 97.5 | 97.5 | Eólica | Eólica | 0 | 0 | 0 | 0 | 0 | 0 | 0 | 0 | 97.5 | 0 | 0 | 0 | EIA-860, EIA-860M and EIA-923 | 201603
Estados Unidos | Noble Wethersfield Windpark LLC | Noble Wind Operations LLC |  | 42.6697 | -78.2278 | Gainsville | Wyoming | New York | 14066 | 4784 Wolcott rd | 126 | 126 | Eólica | Eólica | 0 | 0 | 0 | 0 | 0 | 0 | 0 | 0 | 126 | 0 | 0 | 0 | EIA-860, EIA-860M and EIA-923 | 201603
Estados Unidos | Noble Chateaugay Windpark LLC | Noble Wind Operations LLC |  | 44.8917 | -74.0299 | Chateaugay | Franklin | New York | 12920 | 386 Ryan rd | 106.5 | 106.5 | Eólica | Eólica | 0 | 0 | 0 | 0 | 0 | 0 | 0 | 0 | 106.5 | 0 | 0 | 0 | EIA-860, EIA-860M and EIA-923 | 201603
Estados Unidos | Noble Great Plains Windpark LLC | Noble Wind Operations LLC |  | 36.4964 | -101.392 | Spearman | Hansford | Texas | 79081 | 15001 Highway 207 | 114 | 114 | Eólica | Eólica | 0 | 0 | 0 | 0 | 0 | 0 | 0 | 0 | 114 | 0 | 0 | 0 | EIA-860, EIA-860M and EIA-923 | 201603
Estados Unidos | Gap Pacific Distribution Center | MMA GDC Power LP |  | 36.7839 | -119.709 | Fresno | Fresno | California | 93727 | 3400 Gap Drive | 1.2 | 1.2 | Solar | Solar | 0 | 0 | 0 | 0 | 0 | 0 | 0 | 1.2 | 0 | 0 | 0 | 0 | EIA-860, EIA-860M and EIA-923 | 201603
Estados Unidos | Broad Mountain | UGI Development Co |  | 40.6696 | -76.3807 | Hegins | Schuylkill | Pennsylvania | 17938 | 99 Commonwealth Road | 8.7 | 8.7 | Biomasa | Biomasa | 0 | 0 | 0 | 0 | 0 | 0 | 0 | 0 | 0 | 0 | 8.7 | 0 | EIA-860, EIA-860M and EIA-923 | 201603
Estados Unidos | Langdon Wind II LLC | FPL Energy Langdon Wind LLC |  | 48.6292 | -98.3164 | OSnabrock | Cavalier | North Dakota | 58269 | 10812 Hwy 66 NE | 40.5 | 40.5 | Eólica | Eólica | 0 | 0 | 0 | 0 | 0 | 0 | 0 | 0 | 40.5 | 0 | 0 | 0 | EIA-860, EIA-860M and EIA-923 | 201603
Estados Unidos | Osceola Windpower II | Osceola Windpower II |  | 43.4303 | -95.4167 | Harris | Osceola | Iowa | 51354 | 6952 Hwy 9 | 50 | 50 | Eólica | Eólica | 0 | 0 | 0 | 0 | 0 | 0 | 0 | 0 | 50 | 0 | 0 | 0 | EIA-860, EIA-860M and EIA-923 | 201603
Estados Unidos | SAS Solar Farm | SAS Institute Inc |  | 35.8136 | -78.7503 | Cary | Wake | North Carolina | 27513 | 2401 Trenton Rd | 2 | 2 | Solar | Solar | 0 | 0 | 0 | 0 | 0 | 0 | 0 | 2 | 0 | 0 | 0 | 0 | EIA-860, EIA-860M and EIA-923 | 201603
Estados Unidos | Imperial Valley Solar, LLC | Imperial Valley Solar, LLC |  | 32.6711 | -115.587 | Calexico | Imperial | California | 92231 | 251 Ferrell Rd | 199.9 | 199.9 | Solar | Solar | 0 | 0 | 0 | 0 | 0 | 0 | 0 | 199.9 | 0 | 0 | 0 | 0 | EIA-860, EIA-860M and EIA-923 | 201603
Estados Unidos | FPL Energy Ashtabula Wind LLC | FPL Energy Ashtabula Wind LLC |  | 47.1294 | -97.8853 | Luverne | Barnes | North Dakota | 58056 | 12306 20th Street NE | 148.5 | 148.5 | Eólica | Eólica | 0 | 0 | 0 | 0 | 0 | 0 | 0 | 0 | 148.5 | 0 | 0 | 0 | EIA-860, EIA-860M and EIA-923 | 201603
Estados Unidos | EC&R Panther Creek Wind Farm I | E ON Climate Renewables N America LLC |  | 32.1008 | -101.451 | Big Spring | Howard | Texas | 79720 | 1081 Longshore Road | 142.5 | 142.5 | Eólica | Eólica | 0 | 0 | 0 | 0 | 0 | 0 | 0 | 0 | 142.5 | 0 | 0 | 0 | EIA-860, EIA-860M and EIA-923 | 201603
Estados Unidos | EC&R Panther Creek Wind Farm II | E ON Climate Renewables N America LLC |  | 31.9361 | -101.298 | Big Spring | Glasscock | Texas | 79720 | 904 N. McDonald Rd | 115.5 | 115.5 | Eólica | Eólica | 0 | 0 | 0 | 0 | 0 | 0 | 0 | 0 | 115.5 | 0 | 0 | 0 | EIA-860, EIA-860M and EIA-923 | 201603
Estados Unidos | WWRF Solar Plant | SunE U6 Holdings LLC |  | 39.5229 | -107.813 | Rifle | Garfield | Colorado | 81650 | 2515 W. Centennial Parkway | 1.3 | 1.3 | Solar | Solar | 0 | 0 | 0 | 0 | 0 | 0 | 0 | 1.3 | 0 | 0 | 0 | 0 | EIA-860, EIA-860M and EIA-923 | 201603
Estados Unidos | FPL Energy Crystal Lake Wind LLC | FPL Energy Crystal Lake Wind LLC |  | 43.2125 | -93.8311 | Britt | Hancock | Iowa | 50423 | 804 310th Street | 150 | 150 | Eólica | Eólica | 0 | 0 | 0 | 0 | 0 | 0 | 0 | 0 | 150 | 0 | 0 | 0 | EIA-860, EIA-860M and EIA-923 | 201603
Estados Unidos | FPL Energy Story Wind LLC | FPL Energy Story Wind LLC |  | 42.1044 | -93.2722 | Zearing | Story | Iowa | 50278 | 18327 720th Ave | 150 | 150 | Eólica | Eólica | 0 | 0 | 0 | 0 | 0 | 0 | 0 | 0 | 150 | 0 | 0 | 0 | EIA-860, EIA-860M and EIA-923 | 201603
Estados Unidos | FPL Energy Crystal Lake Wind II LLC | FPL Energy Crystal Lake Wind II LLC |  | 43.2737 | -93.8 | Britt | Hancock | Iowa | 50423 | 804 310th Street | 200 | 200 | Eólica | Eólica | 0 | 0 | 0 | 0 | 0 | 0 | 0 | 0 | 200 | 0 | 0 | 0 | EIA-860, EIA-860M and EIA-923 | 201603
Estados Unidos | DeSoto Next Generation Solar Energy | Florida Power & Light Co |  | 27.3232 | -81.8019 | Arcadia | DeSoto | Florida | 34265 | 4051 NE Karson St | 25 | 25 | Solar | Solar | 0 | 0 | 0 | 0 | 0 | 0 | 0 | 25 | 0 | 0 | 0 | 0 | EIA-860, EIA-860M and EIA-923 | 201603
Estados Unidos | Space Coast Next Gen Solar Energy | Florida Power & Light Co |  | 28.4586 | -80.6811 | Merritt Island | Brevard | Florida | 32927 | 7081 N. Courtenay Pkwy | 10 | 10 | Solar | Solar | 0 | 0 | 0 | 0 | 0 | 0 | 0 | 10 | 0 | 0 | 0 | 0 | EIA-860, EIA-860M and EIA-923 | 201603
Estados Unidos | Aspen Biomass Power Plant | Aspen Power LLC |  | 31.3658 | -94.7436 | Lufkin | Angelina | Texas | 75904 | 2000 Kurth Drive | 50 | 50 | Biomasa | Biomasa | 0 | 0 | 0 | 0 | 0 | 0 | 0 | 0 | 0 | 0 | 50 | 0 | EIA-860, EIA-860M and EIA-923 | 201603
Estados Unidos | Threemile Canyon Wind I LLC | Threemile Canyon Wind I |  | 45.6758 | -119.938 | Boardman | Morrow | Oregon | 97818 | 71502 Threemile Canyon Road | 9.9 | 9.9 | Eólica | Eólica | 0 | 0 | 0 | 0 | 0 | 0 | 0 | 0 | 9.9 | 0 | 0 | 0 | EIA-860, EIA-860M and EIA-923 | 201603
Estados Unidos | Cassia Wind Farm LLC | Cassia Wind |  | 42.8444 | -115.037 | Buhl | Twin Falls | Idaho | 83332 | 52 East 58000 North | 10.5 | 10.5 | Eólica | Eólica | 0 | 0 | 0 | 0 | 0 | 0 | 0 | 0 | 10.5 | 0 | 0 | 0 | EIA-860, EIA-860M and EIA-923 | 201603
Estados Unidos | Cassia Gulch Wind Park LLC | Cassia Gulch |  | 42.8744 | -115.017 | Buhl | Twin Falls | Idaho | 83332 | 6075 North 100 East | 18.9 | 18.9 | Eólica | Eólica | 0 | 0 | 0 | 0 | 0 | 0 | 0 | 0 | 18.9 | 0 | 0 | 0 | EIA-860, EIA-860M and EIA-923 | 201603
Estados Unidos | Brookfield Power Glen Falls Hydro | Erie Boulevard Hydropower LP |  | 43.3085 | -73.6366 | Glen Falls | Warren | New York | 12801 | 1 Glen Street | 11.3 | 11.3 | Hidroeléctrica | Hidroeléctrica | 0 | 0 | 0 | 0 | 11.3 | 0 | 0 | 0 | 0 | 0 | 0 | 0 | EIA-860, EIA-860M and EIA-923 | 201603
Estados Unidos | SunEdison LV Sutton Plant Site | SunE NC Progress 1 LLC |  | 34.2867 | -77.9814 | Wilmington | New Hanover | North Carolina | 28401 | 801 Sutton Steam Plant Road | 1.2 | 1.2 | Solar | Solar | 0 | 0 | 0 | 0 | 0 | 0 | 0 | 1.2 | 0 | 0 | 0 | 0 | EIA-860, EIA-860M and EIA-923 | 201603
Estados Unidos | NRG Solar Blythe LLC | NRG Solar Blythe |  | 33.5917 | -114.744 | Blythe | Riverside | California | 92225 | 19151 15th Ave | 21 | 21 | Solar | Solar | 0 | 0 | 0 | 0 | 0 | 0 | 0 | 21 | 0 | 0 | 0 | 0 | EIA-860, EIA-860M and EIA-923 | 201603
Estados Unidos | Grand Ridge Wind Energy Center | Invenergy Services LLC |  | 41.2269 | -88.6836 | Marseilles | LaSalle | Illinois | 60470 | 2042 East 25th St | 210 | 210 | Eólica | Eólica | 0 | 0 | 0 | 0 | 0 | 0 | 0 | 0 | 210 | 0 | 0 | 0 | EIA-860, EIA-860M and EIA-923 | 201603
Estados Unidos | Forward Wind Energy Center | Invenergy Services LLC |  | 43.6161 | -88.4969 | Brownsville | Dodge | Wisconsin | 53006 | 858 W. Main St | 129 | 129 | Eólica | Eólica | 0 | 0 | 0 | 0 | 0 | 0 | 0 | 0 | 129 | 0 | 0 | 0 | EIA-860, EIA-860M and EIA-923 | 201603
Estados Unidos | CM10 | Copper Mountain 1 LLC |  | 35.7881 | -114.993 | Boulder City | Clark | Nevada | 89005 | 751 El Dorado Valley Dr. | 10 | 10 | Solar | Solar | 0 | 0 | 0 | 0 | 0 | 0 | 0 | 10 | 0 | 0 | 0 | 0 | EIA-860, EIA-860M and EIA-923 | 201603
Estados Unidos | High Lonesome Mesa LLC | NRG Energy Gas & Wind Holdings Inc |  | 34.4667 | -105.963 | Willard | Torrance | New Mexico | 87063 | 550 Kenshaw Road | 100 | 100 | Eólica | Eólica | 0 | 0 | 0 | 0 | 0 | 0 | 0 | 0 | 100 | 0 | 0 | 0 | EIA-860, EIA-860M and EIA-923 | 201603
Estados Unidos | Buffalo Bear LLC | NRG Energy Gas & Wind Holdings Inc |  | 36.7767 | -99.6353 | Harper | Harper | Oklahoma | 73834 | SW corner Hwy 183 & 64 | 18.9 | 18.9 | Eólica | Eólica | 0 | 0 | 0 | 0 | 0 | 0 | 0 | 0 | 18.9 | 0 | 0 | 0 | EIA-860, EIA-860M and EIA-923 | 201603
Estados Unidos | Elkhorn Ridge Wind LLC | NRG Energy Gas & Wind Holdings Inc |  | 42.6978 | -97.6189 | Bloomfield | Knox | Nebraska | 68718 | 88581 543 Avenue | 81 | 81 | Eólica | Eólica | 0 | 0 | 0 | 0 | 0 | 0 | 0 | 0 | 81 | 0 | 0 | 0 | EIA-860, EIA-860M and EIA-923 | 201603
Estados Unidos | Enoree Phase II Landfill Gas Recovery | Enerdyne Power Systems Inc |  | 34.8008 | -82.1847 | Greer | Greenville | South Carolina | 29651 | 1311 Anderson Ridge Rd | 3 | 3 | Biomasa | Biomasa | 0 | 0 | 0 | 0 | 0 | 0 | 0 | 0 | 0 | 0 | 3 | 0 | EIA-860, EIA-860M and EIA-923 | 201603
Estados Unidos | Willow Creek Energy Center | Invenergy Services LLC |  | 45.6533 | -119.991 | Lone | Morrow | Oregon | 97843 | 71010 Highway 74 | 72 | 72 | Eólica | Eólica | 0 | 0 | 0 | 0 | 0 | 0 | 0 | 0 | 72 | 0 | 0 | 0 | EIA-860, EIA-860M and EIA-923 | 201603
Estados Unidos | High Sheldon Wind Farm | Invenergy Services LLC |  | 42.7794 | -78.4269 | Strykersville | Wyoming | New York | 14167 | 1443 Schwab Rd | 112 | 112 | Eólica | Eólica | 0 | 0 | 0 | 0 | 0 | 0 | 0 | 0 | 112 | 0 | 0 | 0 | EIA-860, EIA-860M and EIA-923 | 201603
Estados Unidos | Bull Creek Wind | Bull Creek Wind LLC |  | 32.929 | -101.579 | O'Donnell | Borden | Texas | 79351 | 1016d County Road | 180 | 180 | Eólica | Eólica | 0 | 0 | 0 | 0 | 0 | 0 | 0 | 0 | 180 | 0 | 0 | 0 | EIA-860, EIA-860M and EIA-923 | 201603
Estados Unidos | Pioneer Crossing Energy, LLC | Pioneer Crossing Energy LLC |  | 40.275 | -75.8167 | Birdsboro | Berks | Pennsylvania | 19508 | 727 Red Lane Rd. | 8 | 8 | Biomasa | Biomasa | 0 | 0 | 0 | 0 | 0 | 0 | 0 | 0 | 0 | 0 | 8 | 0 | EIA-860, EIA-860M and EIA-923 | 201603
Estados Unidos | DANC LFGTE Facility | Innovative Energy Systems Inc |  | 43.82 | -75.9175 | Rodman | Jefferson | New York | 13682 | 23400 Route 177 | 6.4 | 6.4 | Biomasa | Biomasa | 0 | 0 | 0 | 0 | 0 | 0 | 0 | 0 | 0 | 0 | 6.4 | 0 | EIA-860, EIA-860M and EIA-923 | 201603
Estados Unidos | Ocotillo Windpower | Duke Energy DEGS Ocotillo |  | 32.1217 | -101.385 | Forsan | Howard | Texas | 79733 | 2803 FM 461 | 58.8 | 58.8 | Eólica | Eólica | 0 | 0 | 0 | 0 | 0 | 0 | 0 | 0 | 58.8 | 0 | 0 | 0 | EIA-860, EIA-860M and EIA-923 | 201603
Estados Unidos | Happy Jack Windpower Project | Duke Energy DEGS Happy Jack |  | 41.1397 | -104.998 | Cheyenne | Laramie | Wyoming | 82009 | 1515 Happy Jack Road | 29.4 | 29.4 | Eólica | Eólica | 0 | 0 | 0 | 0 | 0 | 0 | 0 | 0 | 29.4 | 0 | 0 | 0 | EIA-860, EIA-860M and EIA-923 | 201603
Estados Unidos | Notrees Windpower | Duke Energy DEGS Notrees |  | 31.995 | -102.828 | Goldsmith | Ector | Texas | 79741 | 19991 Sheep Pasture Rd. | 188.5 | 152.5 | Eólica | Eólica | 0 | 0 | 0 | 36 | 0 | 0 | 0 | 0 | 152.5 | 0 | 0 | 0 | EIA-860, EIA-860M and EIA-923 | 201603
Estados Unidos | Iredell County LFG Facility | Iredell Transmission LLC |  | 35.7693 | -80.826 | Statesville | Iredell | North Carolina | 28625 | 356 Twin Oaks Road | 3.2 | 3.2 | Biomasa | Biomasa | 0 | 0 | 0 | 0 | 0 | 0 | 0 | 0 | 0 | 0 | 3.2 | 0 | EIA-860, EIA-860M and EIA-923 | 201603
Estados Unidos | QVC Inc | QVC Inc |  | 35.9222 | -77.6731 | Rocky Mount | Edgecombe | North Carolina | 27801 | 100 QVC Blvd | 1 | 1 | Solar | Solar | 0 | 0 | 0 | 0 | 0 | 0 | 0 | 1 | 0 | 0 | 0 | 0 | EIA-860, EIA-860M and EIA-923 | 201603
Estados Unidos | Butter Creek Power LLC | Echo 3 |  | 45.7017 | -119.422 | Echo | Umatilla | Oregon | 97826 | 28821 Madison Rd. | 5 | 5 | Eólica | Eólica | 0 | 0 | 0 | 0 | 0 | 0 | 0 | 0 | 5 | 0 | 0 | 0 | EIA-860, EIA-860M and EIA-923 | 201603
Estados Unidos | Big Top LLC | Echo 3 |  | 45.655 | -119.465 | Echo | Morrow | Oregon | 97826 | 77252 Mader-Rust Lane | 1.7 | 1.7 | Eólica | Eólica | 0 | 0 | 0 | 0 | 0 | 0 | 0 | 0 | 1.7 | 0 | 0 | 0 | EIA-860, EIA-860M and EIA-923 | 201603
Estados Unidos | Four Corners Windfarm LLC | Echo 2 |  | 45.7286 | -119.418 | Echo | Umatilla | Oregon | 97826 | 28821 Madison Rd. | 10 | 10 | Eólica | Eólica | 0 | 0 | 0 | 0 | 0 | 0 | 0 | 0 | 10 | 0 | 0 | 0 | EIA-860, EIA-860M and EIA-923 | 201603
Estados Unidos | Four Mile Canyon Windfarm LLC | Echo 2 |  | 45.6447 | -119.453 | Echo | Morrow | Oregon | 97826 | 77252 Mader Rust Lane | 10 | 10 | Eólica | Eólica | 0 | 0 | 0 | 0 | 0 | 0 | 0 | 0 | 10 | 0 | 0 | 0 | EIA-860, EIA-860M and EIA-923 | 201603
Estados Unidos | Oregon Trail Windfarm LLC | Echo 1 |  | 45.7122 | -119.404 | Echo | Umatilla | Oregon | 97826 | 28821 Madison Road | 9.9 | 9.9 | Eólica | Eólica | 0 | 0 | 0 | 0 | 0 | 0 | 0 | 0 | 9.9 | 0 | 0 | 0 | EIA-860, EIA-860M and EIA-923 | 201603
Estados Unidos | Pacific Canyon Windfarm LLC | Echo 1 |  | 45.6542 | -119.487 | Echo | Morrow | Oregon | 79826 | 77252 Mader-Rust Lane | 8.3 | 8.3 | Eólica | Eólica | 0 | 0 | 0 | 0 | 0 | 0 | 0 | 0 | 8.3 | 0 | 0 | 0 | EIA-860, EIA-860M and EIA-923 | 201603
Estados Unidos | Sand Ranch Windfarm LLC | Echo 1 |  | 45.6447 | -119.477 | Echo | Morrow | Oregon | 97826 | 77252 Mader-Rust Lane | 9.9 | 9.9 | Eólica | Eólica | 0 | 0 | 0 | 0 | 0 | 0 | 0 | 0 | 9.9 | 0 | 0 | 0 | EIA-860, EIA-860M and EIA-923 | 201603
Estados Unidos | Wagon Trail LLC | Echo 3 |  | 45.6531 | -119.463 | Echo | Morrow | Oregon | 97826 | 77252 Mader-Rust Lane | 3.3 | 3.3 | Eólica | Eólica | 0 | 0 | 0 | 0 | 0 | 0 | 0 | 0 | 3.3 | 0 | 0 | 0 | EIA-860, EIA-860M and EIA-923 | 201603
Estados Unidos | Ward Butte Windfarm LLC | Echo 1 |  | 45.6967 | -119.41 | Echo | Umatilla | Oregon | 97826 | 28821 Madison Road | 6.6 | 6.6 | Eólica | Eólica | 0 | 0 | 0 | 0 | 0 | 0 | 0 | 0 | 6.6 | 0 | 0 | 0 | EIA-860, EIA-860M and EIA-923 | 201603
Estados Unidos | Sears Hydroelectric Plant | City of Rock Island |  | 41.4614 | -90.5803 | Rock Island | Rock Island | Illinois | 61201 | 5200 11th Street | 1.2 | 1.2 | Hidroeléctrica | Hidroeléctrica | 0 | 0 | 0 | 0 | 1.2 | 0 | 0 | 0 | 0 | 0 | 0 | 0 | EIA-860, EIA-860M and EIA-923 | 201603
Estados Unidos | EC&R Panther Creek Wind Farm III | E ON Climate Renewables N America LLC |  | 31.9925 | -101.117 | Big Spring | Sterling | Texas | 79720 | 904 North McDonald Rd | 199.5 | 199.5 | Eólica | Eólica | 0 | 0 | 0 | 0 | 0 | 0 | 0 | 0 | 199.5 | 0 | 0 | 0 | EIA-860, EIA-860M and EIA-923 | 201603
Estados Unidos | Stony Creek Wind Farm LLC | E ON Climate Renewables N America LLC |  | 40.0311 | -78.8153 | Berlin | Somerset | Pennsylvania | 15926 | 1139 Imgrund Mountain Rd. | 52.5 | 52.5 | Eólica | Eólica | 0 | 0 | 0 | 0 | 0 | 0 | 0 | 0 | 52.5 | 0 | 0 | 0 | EIA-860, EIA-860M and EIA-923 | 201603
Estados Unidos | Pyron Wind Farm LLC | E ON Climate Renewables N America LLC |  | 32.5886 | -100.673 | Hermleigh | Fisher | Texas | 79545 | 9871 County Rd. 4146 | 249 | 249 | Eólica | Eólica | 0 | 0 | 0 | 0 | 0 | 0 | 0 | 0 | 249 | 0 | 0 | 0 | EIA-860, EIA-860M and EIA-923 | 201603
Estados Unidos | NGP Blue Mountain I LLC | NGP Blue Mountain I LLC |  | 40.9961 | -118.141 | Winnemucca | Humboldt | Nevada | 89445 | 15250 Blue Mountain Road | 39 | 39 | Geotérmica | Geotérmica | 0 | 0 | 0 | 0 | 0 | 0 | 0 | 0 | 0 | 39 | 0 | 0 | EIA-860, EIA-860M and EIA-923 | 201603
Estados Unidos | EC&R Papalote Creek I LLC | E ON Climate Renewables N America LLC |  | 27.9386 | -97.4586 | Taft | San Patricio | Texas | 78390 | 5399 C.R. 3161 | 180 | 180 | Eólica | Eólica | 0 | 0 | 0 | 0 | 0 | 0 | 0 | 0 | 180 | 0 | 0 | 0 | EIA-860, EIA-860M and EIA-923 | 201603
Estados Unidos | Inadale Wind Farm LLC | E ON Climate Renewables N America LLC |  | 32.4969 | -100.58 | Roscoe | Nolan | Texas | 79545 | 130 C.R. 170 | 197 | 197 | Eólica | Eólica | 0 | 0 | 0 | 0 | 0 | 0 | 0 | 0 | 197 | 0 | 0 | 0 | EIA-860, EIA-860M and EIA-923 | 201603
Estados Unidos | Smoky Hills Wind Project Phase II | Smoky Hills Wind Project II LLC |  | 38.8927 | -98.1689 | Lincoln | Lincoln | Kansas | 67455 | 223 North Hwy 14 | 148.5 | 148.5 | Eólica | Eólica | 0 | 0 | 0 | 0 | 0 | 0 | 0 | 0 | 148.5 | 0 | 0 | 0 | EIA-860, EIA-860M and EIA-923 | 201603
Estados Unidos | Clinton LFGTE Facility | Gibson County Generation LLC |  | 44.6917 | -73.5944 | Morrisonville | Clinton | New York | 12962 | 286 Sand Road | 6.4 | 6.4 | Biomasa | Biomasa | 0 | 0 | 0 | 0 | 0 | 0 | 0 | 0 | 0 | 0 | 6.4 | 0 | EIA-860, EIA-860M and EIA-923 | 201603
Estados Unidos | Hyland LFGTE Facility | Innovative Energy Systems Inc |  | 42.2853 | -78.0061 | Angelica | Allegany | New York | 14709 | 6653 Herdman Road | 4.8 | 4.8 | Biomasa | Biomasa | 0 | 0 | 0 | 0 | 0 | 0 | 0 | 0 | 0 | 0 | 4.8 | 0 | EIA-860, EIA-860M and EIA-923 | 201603
Estados Unidos | Stetson Wind I | First Wind O&M, LLC |  | 45.4822 | -67.9944 | Danforth | Washington | Maine | 04424 | Route 0169X Route 169 | 57 | 57 | Eólica | Eólica | 0 | 0 | 0 | 0 | 0 | 0 | 0 | 0 | 57 | 0 | 0 | 0 | EIA-860, EIA-860M and EIA-923 | 201603
Estados Unidos | Rollins Wind Project | First Wind O&M, LLC |  | 45.346 | -68.3802 | Winn Village | Penobscot | Maine | 04495 | 1600 Lee Road | 60 | 60 | Eólica | Eólica | 0 | 0 | 0 | 0 | 0 | 0 | 0 | 0 | 60 | 0 | 0 | 0 | EIA-860, EIA-860M and EIA-923 | 201603
Estados Unidos | Stetson Wind II | First Wind O&M, LLC |  | 45.615 | -67.971 | Danforth | Washington | Maine | 04654 | Atlas Rd & Route 169 | 25.5 | 25.5 | Eólica | Eólica | 0 | 0 | 0 | 0 | 0 | 0 | 0 | 0 | 25.5 | 0 | 0 | 0 | EIA-860, EIA-860M and EIA-923 | 201603
Estados Unidos | MF Mesa Lane LLC | MF Mesa Lane LLC |  | 40.1483 | -74.7772 | Morrisville | Bucks | Pennsylvania | 19067 | 1121 Bordentown Rd | 1.5 | 1.5 | Solar | Solar | 0 | 0 | 0 | 0 | 0 | 0 | 0 | 1.5 | 0 | 0 | 0 | 0 | EIA-860, EIA-860M and EIA-923 | 201603
Estados Unidos | Grand Meadow | Northern States Power Co - Minnesota |  | 43.7189 | -92.705 | Dexter | Mower | Minnesota | 55926 | 228 Industrial Park | 100.5 | 100.5 | Eólica | Eólica | 0 | 0 | 0 | 0 | 0 | 0 | 0 | 0 | 100.5 | 0 | 0 | 0 | EIA-860, EIA-860M and EIA-923 | 201603
Estados Unidos | Georgetown LFGTE | South Carolina Public Service Authority |  | 33.4536 | -79.3161 | Georgetown | Georgetown | South Carolina | 29442 | 201 Landfill Rd. | 1 | 1 | Biomasa | Biomasa | 0 | 0 | 0 | 0 | 0 | 0 | 0 | 0 | 0 | 0 | 1 | 0 | EIA-860, EIA-860M and EIA-923 | 201603
Estados Unidos | Solar Photovoltaic Project #02 | Southern California Edison Co |  | 33.9852 | -117.701 | Chino | San Bernardino | California | 91710 | 14701 Yorba Ave. | 1 | 1 | Solar | Solar | 0 | 0 | 0 | 0 | 0 | 0 | 0 | 1 | 0 | 0 | 0 | 0 | EIA-860, EIA-860M and EIA-923 | 201603
Estados Unidos | Arrowrock Hydroelectric Project | Boise-Kuna Irrigation District |  | 43.595 | -115.923 | Boise | Elmore | Idaho | 83716 | Hwy 21 & Arrowrock Rd | 16 | 16 | Hidroeléctrica | Hidroeléctrica | 0 | 0 | 0 | 0 | 16 | 0 | 0 | 0 | 0 | 0 | 0 | 0 | EIA-860, EIA-860M and EIA-923 | 201603
Estados Unidos | Oakfield Wind Project | First Wind O&M, LLC |  | 46.0581 | -68.1472 | City of Oakfield | Aroostook | Maine | 04747 | 464 Thompson Settlement Rd | 148 | 148 | Eólica | Eólica | 0 | 0 | 0 | 0 | 0 | 0 | 0 | 0 | 148 | 0 | 0 | 0 | EIA-860, EIA-860M and EIA-923 | 201603
Estados Unidos | Fulton LFGTE Facility | Innovative Energy Systems Inc |  | 43.0142 | -74.4739 | Johnstown | Fulton | New York | 12095 | 847 Mud Road | 3.2 | 3.2 | Biomasa | Biomasa | 0 | 0 | 0 | 0 | 0 | 0 | 0 | 0 | 0 | 0 | 3.2 | 0 | EIA-860, EIA-860M and EIA-923 | 201603
Estados Unidos | Waste Management Arden LFGTE | WM Renewable Energy LLC |  | 40.2058 | -80.2611 | Washington | Washington | Pennsylvania | 15301 | Arden Station Road | 4.8 | 4.8 | Biomasa | Biomasa | 0 | 0 | 0 | 0 | 0 | 0 | 0 | 0 | 0 | 0 | 4.8 | 0 | EIA-860, EIA-860M and EIA-923 | 201603
Estados Unidos | Waste Management Columbia Ridge LFGTE | WM Renewable Energy LLC |  | 45.5739 | -120.297 | Arlington | Gilliam | Oregon | 97812 | 18177 Cedar Springs Lane | 12.8 | 12.8 | Biomasa | Biomasa | 0 | 0 | 0 | 0 | 0 | 0 | 0 | 0 | 0 | 0 | 12.8 | 0 | EIA-860, EIA-860M and EIA-923 | 201603
Estados Unidos | Waste Management Crossroads LFGTE | WM Renewable Energy LLC |  | 44.7014 | -69.8319 | Norridgewock | Somerset | Maine | 04957 | 357 Mercer Road | 3.2 | 3.2 | Biomasa | Biomasa | 0 | 0 | 0 | 0 | 0 | 0 | 0 | 0 | 0 | 0 | 3.2 | 0 | EIA-860, EIA-860M and EIA-923 | 201603
Estados Unidos | Spruce Ridge Gas Recovery | WM Renewable Energy LLC |  | 44.8158 | -94.2489 | Glencoe | McLeod | Minnesota | 55336 | 12755 137th Street | 3.2 | 3.2 | Biomasa | Biomasa | 0 | 0 | 0 | 0 | 0 | 0 | 0 | 0 | 0 | 0 | 3.2 | 0 | EIA-860, EIA-860M and EIA-923 | 201603
Estados Unidos | Waste Management Middle Peninsula LFGTE | WM Renewable Energy LLC |  | 37.5681 | -76.6233 | Glenns | Middlesex | Virginia | 23149 | 3714 Waste Management Way | 6.4 | 6.4 | Biomasa | Biomasa | 0 | 0 | 0 | 0 | 0 | 0 | 0 | 0 | 0 | 0 | 6.4 | 0 | EIA-860, EIA-860M and EIA-923 | 201603
Estados Unidos | Riverbend Landfill | WM Renewable Energy LLC |  | 45.1672 | -123.251 | McMinnville | Yamhill | Oregon | 97128 | 13469 SW Highway 18 | 4.8 | 4.8 | Biomasa | Biomasa | 0 | 0 | 0 | 0 | 0 | 0 | 0 | 0 | 0 | 0 | 4.8 | 0 | EIA-860, EIA-860M and EIA-923 | 201603
Estados Unidos | Westside Landfill Gas Recovery | WM Renewable Energy LLC |  | 32.7206 | -97.5142 | Aledo | Parker | Texas | 76008 | 12880 Camp Bowie W | 4.8 | 4.8 | Biomasa | Biomasa | 0 | 0 | 0 | 0 | 0 | 0 | 0 | 0 | 0 | 0 | 4.8 | 0 | EIA-860, EIA-860M and EIA-923 | 201603
Estados Unidos | Waste Management Madison County LFGTE | WM Renewable Energy LLC |  | 43.0336 | -75.7028 | Canastota | Madison | New York | 13032 | 6639 Buyea Road | 1.6 | 1.6 | Biomasa | Biomasa | 0 | 0 | 0 | 0 | 0 | 0 | 0 | 0 | 0 | 0 | 1.6 | 0 | EIA-860, EIA-860M and EIA-923 | 201603
Estados Unidos | Waste Management King George LFGTE | WM Renewable Energy LLC |  | 38.2747 | -77.3081 | King George | King George | Virginia | 22485 | 10376 Bullock Road | 11.3 | 11.3 | Biomasa | Biomasa | 0 | 0 | 0 | 0 | 0 | 0 | 0 | 0 | 0 | 0 | 11.3 | 0 | EIA-860, EIA-860M and EIA-923 | 201603
Estados Unidos | Waste Management Rolling Meadows LFGTE | WM Renewable Energy LLC |  | 39.1067 | -95.7211 | Topeka | Shawnee | Kansas | 66618 | 7351 NW Hoghway 75 | 5.6 | 5.6 | Biomasa | Biomasa | 0 | 0 | 0 | 0 | 0 | 0 | 0 | 0 | 0 | 0 | 5.6 | 0 | EIA-860, EIA-860M and EIA-923 | 201603
Estados Unidos | Waste Management Northern Oaks LFGTE | WM Renewable Energy LLC |  | 43.9906 | -84.8003 | Harrison | Clare | Michigan | 48625 | 513 North Country Farm Road | 1.6 | 1.6 | Biomasa | Biomasa | 0 | 0 | 0 | 0 | 0 | 0 | 0 | 0 | 0 | 0 | 1.6 | 0 | EIA-860, EIA-860M and EIA-923 | 201603
Estados Unidos | Waste Management Eco Vista LFGTE | WM Renewable Energy LLC |  | 36.1758 | -94.2056 | Springdale | Washington | Arkansas | 72762 | 2210 Waste Managment Drive | 4 | 4 | Biomasa | Biomasa | 0 | 0 | 0 | 0 | 0 | 0 | 0 | 0 | 0 | 0 | 4 | 0 | EIA-860, EIA-860M and EIA-923 | 201603
Estados Unidos | Superior Landfill Gas Recovery | WM Renewable Energy LLC |  | 32.0303 | -81.2722 | Savannah | Chatham | Georgia | 31419 | 3001 Little Neck Road | 6.4 | 6.4 | Biomasa | Biomasa | 0 | 0 | 0 | 0 | 0 | 0 | 0 | 0 | 0 | 0 | 6.4 | 0 | EIA-860, EIA-860M and EIA-923 | 201603
Estados Unidos | Luverne Wind Farm | Otter Tail Power Co |  | 47.3272 | -97.8975 | Luverne | Steele | North Dakota | 58056 | 12310 20th St. NE | 4 | 4 | Eólica | Eólica | 0 | 0 | 0 | 0 | 0 | 0 | 0 | 0 | 4 | 0 | 0 | 0 | EIA-860, EIA-860M and EIA-923 | 201603
Estados Unidos | Ashtabula Wind Energy Center | Otter Tail Power Co |  | 47.1244 | -97.8961 | Luverne | Barnes | North Dakota | 58056 | 12431 6th St. NE | 48 | 48 | Eólica | Eólica | 0 | 0 | 0 | 0 | 0 | 0 | 0 | 0 | 48 | 0 | 0 | 0 | EIA-860, EIA-860M and EIA-923 | 201603
Estados Unidos | Langdon Wind Energy Center | Otter Tail Power Co |  | 48.6303 | -98.3169 | Langdon | Cavalier | North Dakota | 58249 | 817 3rd Street | 40.5 | 40.5 | Eólica | Eólica | 0 | 0 | 0 | 0 | 0 | 0 | 0 | 0 | 40.5 | 0 | 0 | 0 | EIA-860, EIA-860M and EIA-923 | 201603
Estados Unidos | Bison I Wind Energy Center | ALLETE, Inc. |  | 46.98 | -101.555 | New Salem | Morton | North Dakota | 58563 | 5198 30th St | 81.8 | 81.8 | Eólica | Eólica | 0 | 0 | 0 | 0 | 0 | 0 | 0 | 0 | 81.8 | 0 | 0 | 0 | EIA-860, EIA-860M and EIA-923 | 201603
Estados Unidos | McFadden Ridge | PacifiCorp |  | 41.7244 | -105.991 | Rock River | Albany | Wyoming | 82083 | 700 Wyoming Highway 12 | 28.5 | 28.5 | Eólica | Eólica | 0 | 0 | 0 | 0 | 0 | 0 | 0 | 0 | 28.5 | 0 | 0 | 0 | EIA-860, EIA-860M and EIA-923 | 201603
Estados Unidos | High Plains | PacifiCorp |  | 41.6751 | -106.011 | Rock River | Albany | Wyoming | 82083 | 700 Highway 13 | 99 | 99 | Eólica | Eólica | 0 | 0 | 0 | 0 | 0 | 0 | 0 | 0 | 99 | 0 | 0 | 0 | EIA-860, EIA-860M and EIA-923 | 201603
Estados Unidos | Vaca Dixon Solar Station | Pacific Gas & Electric Co |  | 38.4106 | -121.926 | Vacaville | Solano | California | 95688 | 5138 Midway Road | 2.5 | 2.5 | Solar | Solar | 0 | 0 | 0 | 0 | 0 | 0 | 0 | 2.5 | 0 | 0 | 0 | 0 | EIA-860, EIA-860M and EIA-923 | 201603
Estados Unidos | Armenia Mountain Wind Farm | Allete Clean Energy |  | 41.7619 | -76.8553 | Mainesburg | Tioga | Pennsylvania | 16932 | 2806 Mountain Ridge Road | 100.5 | 100.5 | Eólica | Eólica | 0 | 0 | 0 | 0 | 0 | 0 | 0 | 0 | 100.5 | 0 | 0 | 0 | EIA-860, EIA-860M and EIA-923 | 201603
Estados Unidos | Rolling Thunder Wind Farm | AE Power Services LLC |  | 44.4778 | -99.1339 | Ree Heights | Hand | South Dakota | 57371 | 19904 350th Ave. | 25 | 25 | Eólica | Eólica | 0 | 0 | 0 | 0 | 0 | 0 | 0 | 0 | 25 | 0 | 0 | 0 | EIA-860, EIA-860M and EIA-923 | 201603
Estados Unidos | Nobles Wind Project | Northern States Power Co - Minnesota |  | 43.7036 | -95.7131 | Reading | Nobles | Minnesota | 56165 | 19469 McCall Ave | 201 | 201 | Eólica | Eólica | 0 | 0 | 0 | 0 | 0 | 0 | 0 | 0 | 201 | 0 | 0 | 0 | EIA-860, EIA-860M and EIA-923 | 201603
Estados Unidos | NaturEner Glacier Wind Energy 1 | NaturEner Glacier Wind Energy 1 LLC |  | 48.51 | -112.11 | Ethridge | Toole | Montana | 59435 | 1321 Hjartarson Road | 104.2 | 104.2 | Eólica | Eólica | 0 | 0 | 0 | 0 | 0 | 0 | 0 | 0 | 104.2 | 0 | 0 | 0 | EIA-860, EIA-860M and EIA-923 | 201603
Estados Unidos | NaturEner Glacier Wind Energy 2 | NaturEner Glacier Wind Energy 2 LLC |  | 48.5333 | -112.185 | Ethridge | Toole | Montana | 59435 | 1321 Hjartarson Road | 101.4 | 101.4 | Eólica | Eólica | 0 | 0 | 0 | 0 | 0 | 0 | 0 | 0 | 101.4 | 0 | 0 | 0 | EIA-860, EIA-860M and EIA-923 | 201603
Estados Unidos | Twin Cities Hydro LLC | Twin Cities Hydro LLC |  | 44.9156 | -93.1994 | St. Paul | Ramsey | Minnesota | 55116 | 965 S. Mississippi River Blvd | 18 | 18 | Hidroeléctrica | Hidroeléctrica | 0 | 0 | 0 | 0 | 18 | 0 | 0 | 0 | 0 | 0 | 0 | 0 | EIA-860, EIA-860M and EIA-923 | 201603
Estados Unidos | Denton Power LLC | Denton Power LLC |  | 33.1919 | -97.0761 | Denton | Denton | Texas | 76208 | 1527 S. Mayhill Rd, Bldg #107 | 1.6 | 1.6 | Biomasa | Biomasa | 0 | 0 | 0 | 0 | 0 | 0 | 0 | 0 | 0 | 0 | 1.6 | 0 | EIA-860, EIA-860M and EIA-923 | 201603
Estados Unidos | Ivanpah 2 | NRG Energy Services |  | 35.5561 | -115.469 | Nipton | San Bernardino | California | 92364 | 100302 Yates Well Road | 133.4 | 133.4 | Solar | Solar | 0 | 0 | 0 | 0 | 0 | 0 | 0 | 133.4 | 0 | 0 | 0 | 0 | EIA-860, EIA-860M and EIA-923 | 201603
Estados Unidos | Ivanpah 1 | NRG Energy Services |  | 35.5331 | -115.452 | Nipton | San Bernardino | California | 92364 | 100302 Yates Well Road | 133 | 133 | Solar | Solar | 0 | 0 | 0 | 0 | 0 | 0 | 0 | 133 | 0 | 0 | 0 | 0 | EIA-860, EIA-860M and EIA-923 | 201603
Estados Unidos | Ivanpah 3 | NRG Energy Services |  | 35.5808 | -115.482 | Nipton | San Bernardino | California | 92364 | 100302 Yates Well Road | 133.4 | 133.4 | Solar | Solar | 0 | 0 | 0 | 0 | 0 | 0 | 0 | 133.4 | 0 | 0 | 0 | 0 | EIA-860, EIA-860M and EIA-923 | 201603
Estados Unidos | South Columbus Water Resource Facility | Columbus Water Works |  | 32.4119 | -84.9761 | Columbus | Muscogee | Georgia | 31904 | 3001 South Lumpkin Road | 3.6 | 3.6 | Biomasa | Biomasa | 0 | 0 | 0 | 0 | 0 | 0 | 0 | 0 | 0 | 0 | 3.6 | 0 | EIA-860, EIA-860M and EIA-923 | 201603
Estados Unidos | Steel Winds II | First Wind O&M, LLC |  | 42.8072 | -78.8617 | Lackawanna | Erie | New York | 14218 | 1951 Hamburg Turnpike | 15 | 15 | Eólica | Eólica | 0 | 0 | 0 | 0 | 0 | 0 | 0 | 0 | 15 | 0 | 0 | 0 | EIA-860, EIA-860M and EIA-923 | 201603
Estados Unidos | Milford Wind Corridor I LLC | First Wind O&M, LLC |  | 38.5357 | -112.935 | Milford | Beaver | Utah | 84751 | 2390 East First Wind Rd | 203.5 | 203.5 | Eólica | Eólica | 0 | 0 | 0 | 0 | 0 | 0 | 0 | 0 | 203.5 | 0 | 0 | 0 | EIA-860, EIA-860M and EIA-923 | 201603
Estados Unidos | Sheffield Wind | First Wind O&M, LLC |  | 44.676 | -72.1013 | Sheffield | Caledonia | Vermont | 05866 | 1390 New Duck Pond Rd | 40 | 40 | Eólica | Eólica | 0 | 0 | 0 | 0 | 0 | 0 | 0 | 0 | 40 | 0 | 0 | 0 | EIA-860, EIA-860M and EIA-923 | 201603
Estados Unidos | Calpine Vineland Solar LLC | Calpine Vineland Solar LLC |  | 39.4636 | -75.0667 | Vineland | Cumberland | New Jersey | 08360 | 1776 S. Mill Rd. | 4.1 | 4.1 | Solar | Solar | 0 | 0 | 0 | 0 | 0 | 0 | 0 | 4.1 | 0 | 0 | 0 | 0 | EIA-860, EIA-860M and EIA-923 | 201603
Estados Unidos | Kaheawa Wind Power II LLC | First Wind O&M, LLC |  | 20.7947 | -156.536 | Wailuku | Maui | Hawaii | 96793 | 3000 Honoapiilani Hwy | 31 | 21 | Eólica | Eólica | 0 | 0 | 0 | 10 | 0 | 0 | 0 | 0 | 21 | 0 | 0 | 0 | EIA-860, EIA-860M and EIA-923 | 201603
Estados Unidos | Bull Hill Wind Project | First Wind O&M, LLC |  | 44.7231 | -68.2425 | Eastbrook | Hancock | Maine | 04634 | Stone Dam Road | 34.5 | 34.5 | Eólica | Eólica | 0 | 0 | 0 | 0 | 0 | 0 | 0 | 0 | 34.5 | 0 | 0 | 0 | EIA-860, EIA-860M and EIA-923 | 201603
Estados Unidos | Lake Dorothy Hydroelectric Project | Alaska Electric Light&Power Co |  | 58.2325 | -134.053 | Juneau | Juneau | Alaska | 99801 | Lake Dorothy | 14.3 | 14.3 | Hidroeléctrica | Hidroeléctrica | 0 | 0 | 0 | 0 | 14.3 | 0 | 0 | 0 | 0 | 0 | 0 | 0 | EIA-860, EIA-860M and EIA-923 | 201603
Estados Unidos | Kahuku Wind Power LLC | First Wind O&M, LLC |  | 21.681 | -157.975 | Honolulu | Honolulu | Hawaii | 96731 | Kamehameha Hwy and Charlie Rd | 30 | 30 | Eólica | Eólica | 0 | 0 | 0 | 0 | 0 | 0 | 0 | 0 | 30 | 0 | 0 | 0 | EIA-860, EIA-860M and EIA-923 | 201603
Estados Unidos | Campbell Hill Windpower | Duke Energy DEGS Campbell Hill |  | 43.0145 | -105.999 | Glenrock | Converse | Wyoming | 82637 | 1068 Cole Creek Road | 99 | 99 | Eólica | Eólica | 0 | 0 | 0 | 0 | 0 | 0 | 0 | 0 | 99 | 0 | 0 | 0 | EIA-860, EIA-860M and EIA-923 | 201603
Estados Unidos | Silver Sage Windpower | Duke Energy DEGS Silver Sage Wndpwr LLC |  | 41.1297 | -105.024 | Cheyenne | Laramie | Wyoming | 82009 | 1425 Happy Jack Rd. | 42 | 42 | Eólica | Eólica | 0 | 0 | 0 | 0 | 0 | 0 | 0 | 0 | 42 | 0 | 0 | 0 | EIA-860, EIA-860M and EIA-923 | 201603
Estados Unidos | Casper Wind Farm | Chevron USA |  | 42.8847 | -106.221 | Evansville | Natrona | Wyoming | 82636 | 3131 Sunburst Drive | 17 | 17 | Eólica | Eólica | 0 | 0 | 0 | 0 | 0 | 0 | 0 | 0 | 17 | 0 | 0 | 0 | EIA-860, EIA-860M and EIA-923 | 201603
Estados Unidos | Streator Cayuga Ridge South | Iberdrola Renewables Inc |  | 40.9969 | -88.49 | Odell | Livingston | Illinois | 60460 | 25482 E 2300 North Road | 300 | 300 | Eólica | Eólica | 0 | 0 | 0 | 0 | 0 | 0 | 0 | 0 | 300 | 0 | 0 | 0 | EIA-860, EIA-860M and EIA-923 | 201603
Estados Unidos | Penascal II Wind Project LLC | Iberdrola Renewables Inc |  | 27.1197 | -97.5499 | Sarita | Kenedy | Texas | 78385 | 881 South Highway 77 | 201 | 201 | Eólica | Eólica | 0 | 0 | 0 | 0 | 0 | 0 | 0 | 0 | 201 | 0 | 0 | 0 | EIA-860, EIA-860M and EIA-923 | 201603
Estados Unidos | Star Point Wind Project LLC | Iberdrola Renewables Inc |  | 45.51 | -120.48 | Wasco | Sherman | Oregon | 97065 | 98536 Klondike Lane | 98.7 | 98.7 | Eólica | Eólica | 0 | 0 | 0 | 0 | 0 | 0 | 0 | 0 | 98.7 | 0 | 0 | 0 | EIA-860, EIA-860M and EIA-923 | 201603
Estados Unidos | Rugby Wind Power Project | Iberdrola Renewables Inc |  | 48.4968 | -99.9513 | Barton | Pierce | North Dakota | 58384 | 3212 74th Street NE | 149 | 149 | Eólica | Eólica | 0 | 0 | 0 | 0 | 0 | 0 | 0 | 0 | 149 | 0 | 0 | 0 | EIA-860, EIA-860M and EIA-923 | 201603
Estados Unidos | Dry Lake Wind LLC | Iberdrola Renewables Inc |  | 34.6596 | -110.284 | Herber | Navajo | Arizona | 85928 | 533 SR 377 | 63 | 63 | Eólica | Eólica | 0 | 0 | 0 | 0 | 0 | 0 | 0 | 0 | 63 | 0 | 0 | 0 | EIA-860, EIA-860M and EIA-923 | 201603
Estados Unidos | WestRock (WA) | WestRock (WA) |  | 47.2661 | -122.428 | Tacoma | Pierce | Washington | 98421 | 801 East Portland Ave | 55 | 55 | Biomasa | Biomasa | 0 | 0 | 0 | 0 | 0 | 0 | 0 | 0 | 0 | 0 | 55 | 0 | EIA-860, EIA-860M and EIA-923 | 201603
Estados Unidos | Santa Maria LFG Power Plant | J&A-Santa Maria LLC |  | 34.9508 | -120.413 | Santa Maria | Santa Barbara | California | 93454 | 1400 East Church Street | 1 | 1 | Biomasa | Biomasa | 0 | 0 | 0 | 0 | 0 | 0 | 0 | 0 | 0 | 0 | 1 | 0 | EIA-860, EIA-860M and EIA-923 | 201603
Estados Unidos | J&A-Santa Maria II LLC | J&A-Santa Maria II LLC |  | 34.9494 | -120.38 | Santa Maria | Santa Barbara | California | 93454 | 2065 East Main Street | 1.4 | 1.4 | Biomasa | Biomasa | 0 | 0 | 0 | 0 | 0 | 0 | 0 | 0 | 0 | 0 | 1.4 | 0 | EIA-860, EIA-860M and EIA-923 | 201603
Estados Unidos | Whittier LFG Power Plant #1 | J&A-Whittier LLC |  | 33.9706 | -118.047 | Whittier | Los Angeles | California | 90602 | 12442 Putnam Street | 2 | 2 | Biomasa | Biomasa | 0 | 0 | 0 | 0 | 0 | 0 | 0 | 0 | 0 | 0 | 2 | 0 | EIA-860, EIA-860M and EIA-923 | 201603
Estados Unidos | Mesalands Comm College Wind Turbine | Mesalands Community College |  | 35.17 | -103.74 | Tucumcari | Quay | New Mexico | 88401 | 911 South Tenth Street | 1.5 | 1.5 | Eólica | Eólica | 0 | 0 | 0 | 0 | 0 | 0 | 0 | 0 | 1.5 | 0 | 0 | 0 | EIA-860, EIA-860M and EIA-923 | 201603
Estados Unidos | Milford Wind Corridor Stage II LLC | Milford Wind Corridor Stage II LLC |  | 38.5852 | -112.931 | Milford | Beaver | Utah | 84751 | 2390 East First Wind Road | 102 | 102 | Eólica | Eólica | 0 | 0 | 0 | 0 | 0 | 0 | 0 | 0 | 102 | 0 | 0 | 0 | EIA-860, EIA-860M and EIA-923 | 201603
Estados Unidos | Blue Canyon Windpower V LLC | Blue Canyon Windpower V LLC |  | 34.8217 | -98.4525 | Carnegie | Caddo | Oklahoma | 57015 | Hwy. 277 at Hwy. 281 | 99 | 99 | Eólica | Eólica | 0 | 0 | 0 | 0 | 0 | 0 | 0 | 0 | 99 | 0 | 0 | 0 | EIA-860, EIA-860M and EIA-923 | 201603
Estados Unidos | Meadow Lake Wind Farm LLC | Meadow Lake Wind Farm LLC |  | 40.6275 | -86.935 | Lafayette | White | Indiana | 49707 | IH-65 at Hwy. 43 | 199.7 | 199.7 | Eólica | Eólica | 0 | 0 | 0 | 0 | 0 | 0 | 0 | 0 | 199.7 | 0 | 0 | 0 | EIA-860, EIA-860M and EIA-923 | 201603
Estados Unidos | Blackstone Wind Farm LLC | Blackstone Wind Farm LLC |  | 41.1508 | -88.6233 | Ransom | Livingston | Illinois | 60420 | 111 Watters Dr | 102 | 102 | Eólica | Eólica | 0 | 0 | 0 | 0 | 0 | 0 | 0 | 0 | 102 | 0 | 0 | 0 | EIA-860, EIA-860M and EIA-923 | 201603
Estados Unidos | Lost Lakes Wind Farm LLC | Lost Lakes Wind Farm LLC |  | 43.3456 | -95.3233 | Lake Park | Dickinson | Iowa | 51347 | 1481 135th Ave | 100 | 100 | Eólica | Eólica | 0 | 0 | 0 | 0 | 0 | 0 | 0 | 0 | 100 | 0 | 0 | 0 | EIA-860, EIA-860M and EIA-923 | 201603
Estados Unidos | Meadow Lake Wind Farm II LLC | Meadow Lake Wind Farm II LLC |  | 40.6431 | -87.0242 | Lafayette | White | Indiana | 49707 | IH-65 at Hwy. 43 | 99 | 99 | Eólica | Eólica | 0 | 0 | 0 | 0 | 0 | 0 | 0 | 0 | 99 | 0 | 0 | 0 | EIA-860, EIA-860M and EIA-923 | 201603
Estados Unidos | Blackstone Wind Farm II LLC | Blackstone Wind Farm II LLC |  | 41.1406 | -88.53 | Dwight | Livingston | Illinois | 60420 | 111 Watters Dr | 200 | 200 | Eólica | Eólica | 0 | 0 | 0 | 0 | 0 | 0 | 0 | 0 | 200 | 0 | 0 | 0 | EIA-860, EIA-860M and EIA-923 | 201603
Estados Unidos | Meadow Lake Wind Farm III LLC | Meadow Lake Wind Farm III LLC |  | 40.5986 | -87.0194 | Lafayette | White | Indiana | 49707 | IH-65 at Hwy. 43 | 103.5 | 103.5 | Eólica | Eólica | 0 | 0 | 0 | 0 | 0 | 0 | 0 | 0 | 103.5 | 0 | 0 | 0 | EIA-860, EIA-860M and EIA-923 | 201603
Estados Unidos | Greensburg Wind Farm LLC | Greensburg |  | 37.5499 | -99.3444 | Greensburg | Kiowa | Kansas | 67054 | 11237 Us Hwy 183 | 12.5 | 12.5 | Eólica | Eólica | 0 | 0 | 0 | 0 | 0 | 0 | 0 | 0 | 12.5 | 0 | 0 | 0 | EIA-860, EIA-860M and EIA-923 | 201603
Estados Unidos | Koda Biomass Plant | Koda Energy LLC |  | 44.7956 | -93.5386 | Shakopee | Scott | Minnesota | 55379 | 975 3rd Avenue West | 20.3 | 20.3 | Biomasa | Biomasa | 0 | 0 | 0 | 0 | 0 | 0 | 0 | 0 | 0 | 0 | 20.3 | 0 | EIA-860, EIA-860M and EIA-923 | 201603
Estados Unidos | Wilton Wind II LLC | Wilton Wind II LLC |  | 47.1333 | -100.701 | Wilton | Burleigh | North Dakota | 58579 | 5120 279th Ave NE | 49.5 | 49.5 | Eólica | Eólica | 0 | 0 | 0 | 0 | 0 | 0 | 0 | 0 | 49.5 | 0 | 0 | 0 | EIA-860, EIA-860M and EIA-923 | 201603
Estados Unidos | Ashtabula Wind II LLC | Ashtabula Wind II LLC |  | 47.2924 | -97.9317 | Luverne | Steele | North Dakota | 58056 | 12306 20th Street NE | 120 | 120 | Eólica | Eólica | 0 | 0 | 0 | 0 | 0 | 0 | 0 | 0 | 120 | 0 | 0 | 0 | EIA-860, EIA-860M and EIA-923 | 201603
Estados Unidos | Trail Ridge Landfill Gas Recovery | LES Project Holdings LLC |  | 30.3167 | -81.9833 | Baldwin | Duval | Florida | 32234 | 5110 US Highway 301 S | 9 | 9 | Biomasa | Biomasa | 0 | 0 | 0 | 0 | 0 | 0 | 0 | 0 | 0 | 0 | 9 | 0 | EIA-860, EIA-860M and EIA-923 | 201603
Estados Unidos | Payne's Ferry | Idaho Wind Partners 1 LLC |  | 42.8253 | -115.011 | Hagerman | Twin Falls | Idaho | 83332 | 186 E 5700 N | 21 | 21 | Eólica | Eólica | 0 | 0 | 0 | 0 | 0 | 0 | 0 | 0 | 21 | 0 | 0 | 0 | EIA-860, EIA-860M and EIA-923 | 201603
Estados Unidos | Camp Reed | Idaho Wind Partners 1 LLC |  | 42.8119 | -115.049 | Glenns Ferry | Elmore | Idaho | 83332 | Sect 16 Township 7 Sth 12 E | 22.5 | 22.5 | Eólica | Eólica | 0 | 0 | 0 | 0 | 0 | 0 | 0 | 0 | 22.5 | 0 | 0 | 0 | EIA-860, EIA-860M and EIA-923 | 201603
Estados Unidos | Yahoo Creek | Idaho Wind Partners 1 LLC |  | 42.7708 | -114.989 | Hagerman | Twin Falls | Idaho | 83332 | Sect 1 Township 8 Sth 12 E | 21 | 21 | Eólica | Eólica | 0 | 0 | 0 | 0 | 0 | 0 | 0 | 0 | 21 | 0 | 0 | 0 | EIA-860, EIA-860M and EIA-923 | 201603
Estados Unidos | G2 Energy Marion LLC | G2 Energy LLC |  | 29.1229 | -82.0555 | Ocala | Marion | Florida | 34480 | 5601 SE 66th Street | 3.8 | 3.8 | Biomasa | Biomasa | 0 | 0 | 0 | 0 | 0 | 0 | 0 | 0 | 0 | 0 | 3.8 | 0 | EIA-860, EIA-860M and EIA-923 | 201603
Estados Unidos | Beaver Ridge Wind | Beaver Ridge Wind LLC |  | 44.4967 | -69.35 | Freedom | Waldo | Maine | 04941 | End of Sibley Road | 4.5 | 4.5 | Eólica | Eólica | 0 | 0 | 0 | 0 | 0 | 0 | 0 | 0 | 4.5 | 0 | 0 | 0 | EIA-860, EIA-860M and EIA-923 | 201603
Estados Unidos | Stoney Corners Wind Farm | Heritage Stoney Corners Wind Farm I LLC |  | 44.19 | -85.2983 | McBain | Missaukee | Michigan | 49657 | 10252 S. LaChance Road | 59 | 59 | Eólica | Eólica | 0 | 0 | 0 | 0 | 0 | 0 | 0 | 0 | 59 | 0 | 0 | 0 | EIA-860, EIA-860M and EIA-923 | 201603
Estados Unidos | G2 Energy Ostrom Road LLC | G2 Energy LLC |  | 39.0728 | -121.399 | Wheatland | Yuba | California | 95692 | 5900 Ostrom Rd | 3 | 3 | Biomasa | Biomasa | 0 | 0 | 0 | 0 | 0 | 0 | 0 | 0 | 0 | 0 | 3 | 0 | EIA-860, EIA-860M and EIA-923 | 201603
Estados Unidos | Big Sky Wind LLC | Everpower Wind Holdings Inc |  | 41.5992 | -89.4561 | Ohio | Bureau | Illinois | 61349 | 911 Easy Road | 240 | 240 | Eólica | Eólica | 0 | 0 | 0 | 0 | 0 | 0 | 0 | 0 | 240 | 0 | 0 | 0 | EIA-860, EIA-860M and EIA-923 | 201603
Estados Unidos | Tuana Springs | Tuana Springs Energy LLC |  | 42.8925 | -115.016 | Hagerman | Gooding | Idaho | 83332 | 388 East 5900 North | 16.8 | 16.8 | Eólica | Eólica | 0 | 0 | 0 | 0 | 0 | 0 | 0 | 0 | 16.8 | 0 | 0 | 0 | EIA-860, EIA-860M and EIA-923 | 201603
Estados Unidos | Eurus Combine Hills Turbine Ranch 2 | Eurus Combine Hills II LLC |  | 45.943 | -118.591 | Milton Freewater | Umatilla | Oregon | 97862 | 84700 Whitewater Reservoir Rd | 63 | 63 | Eólica | Eólica | 0 | 0 | 0 | 0 | 0 | 0 | 0 | 0 | 63 | 0 | 0 | 0 | EIA-860, EIA-860M and EIA-923 | 201603
Estados Unidos | Savannah River Site Biomass Cogen | Ameresco |  | 33.2833 | -81.6667 | Aiken | Aiken | South Carolina | 29808 | Burma Rd. | 16 | 16 | Biomasa | Biomasa | 0 | 0 | 0 | 0 | 0 | 0 | 0 | 0 | 0 | 0 | 16 | 0 | EIA-860, EIA-860M and EIA-923 | 201603
Estados Unidos | Highland Wind Project (PA) | Everpower Wind Holdings Inc |  | 40.3042 | -78.6908 | Sidman | Cambria | Pennsylvania | 15955 | 225 Substation Road | 62.5 | 62.5 | Eólica | Eólica | 0 | 0 | 0 | 0 | 0 | 0 | 0 | 0 | 62.5 | 0 | 0 | 0 | EIA-860, EIA-860M and EIA-923 | 201603
Estados Unidos | RV CSU Power LLC | RV CSU Power LLC |  | 40.5911 | -105.146 | Fort Collins | Larimer | Colorado | 80521 | 3840 LaPorte Ave. | 1.9 | 1.9 | Solar | Solar | 0 | 0 | 0 | 0 | 0 | 0 | 0 | 1.9 | 0 | 0 | 0 | 0 | EIA-860, EIA-860M and EIA-923 | 201603
Estados Unidos | Beech Ridge Energy LLC | Invenergy Services LLC |  | 38.0878 | -80.4925 | Rupert | Greenbrier | West Virginia | 25984 | 128 Coleman Rd. | 100.5 | 100.5 | Eólica | Eólica | 0 | 0 | 0 | 0 | 0 | 0 | 0 | 0 | 100.5 | 0 | 0 | 0 | EIA-860, EIA-860M and EIA-923 | 201603
Estados Unidos | Harvest Wind Project | Harvest Wind Project TIC |  | 45.8131 | -120.348 | Roosevelt | Klickitat | Washington | 99356 | 1135 Dot Rd | 98.9 | 98.9 | Eólica | Eólica | 0 | 0 | 0 | 0 | 0 | 0 | 0 | 0 | 98.9 | 0 | 0 | 0 | EIA-860, EIA-860M and EIA-923 | 201603
Estados Unidos | Langford Wind Power | Langford Wind Power LLC |  | 31.0854 | -100.679 | Christoval | Tom Green | Texas | 76935 | 9636 Duff Road | 150 | 150 | Eólica | Eólica | 0 | 0 | 0 | 0 | 0 | 0 | 0 | 0 | 150 | 0 | 0 | 0 | EIA-860, EIA-860M and EIA-923 | 201603
Estados Unidos | Mesquite Lake Water & Power Plant 1 | Mesquite Lake Water & Power Plant 1 |  | 32.9066 | -115.514 | Imperial | Imperial | California | 92225 | 3505 US Highway 111 | 13 | 13 | Biomasa | Biomasa | 0 | 0 | 0 | 0 | 0 | 0 | 0 | 0 | 0 | 0 | 13 | 0 | EIA-860, EIA-860M and EIA-923 | 201603
Estados Unidos | Barton Chapel Wind Farm | Iberdrola Renewables Inc |  | 33.068 | -98.3377 | Jacksboro | Jack | Texas | 76458 | 6868 Rock Creek Rd | 120 | 120 | Eólica | Eólica | 0 | 0 | 0 | 0 | 0 | 0 | 0 | 0 | 120 | 0 | 0 | 0 | EIA-860, EIA-860M and EIA-923 | 201603
Estados Unidos | Windy Flats Wind Project | Windy Flats Partners LLC |  | 45.7269 | -120.834 | Centerville | Klickitat | Washington | 98613 | 24 Stringstreet Rd | 262.2 | 262.2 | Eólica | Eólica | 0 | 0 | 0 | 0 | 0 | 0 | 0 | 0 | 262.2 | 0 | 0 | 0 | EIA-860, EIA-860M and EIA-923 | 201603
Estados Unidos | White River Lock and Dam 1 | White River Hydroelectric |  | 35.7574 | -91.6369 | Batesville | Independence | Arkansas | 72501 | 1830 Chaney Dr | 4.3 | 4.3 | Hidroeléctrica | Hidroeléctrica | 0 | 0 | 0 | 0 | 4.3 | 0 | 0 | 0 | 0 | 0 | 0 | 0 | EIA-860, EIA-860M and EIA-923 | 201603
Estados Unidos | White River Lock and Dam 2 | White River Hydroelectric |  | 35.744 | -91.7654 | Locust Grove | Independence | Arkansas | 72550 | 100 Lock 2 Rd | 3.5 | 3.5 | Hidroeléctrica | Hidroeléctrica | 0 | 0 | 0 | 0 | 3.5 | 0 | 0 | 0 | 0 | 0 | 0 | 0 | EIA-860, EIA-860M and EIA-923 | 201603
Estados Unidos | White River Lock and Dam 3 | White River Hydroelectric |  | 35.8436 | -91.8505 | Marcella | Stone | Arkansas | 72555 | 30 Martin Access Rd | 4.3 | 4.3 | Hidroeléctrica | Hidroeléctrica | 0 | 0 | 0 | 0 | 4.3 | 0 | 0 | 0 | 0 | 0 | 0 | 0 | EIA-860, EIA-860M and EIA-923 | 201603
Estados Unidos | Calabasas Gas to Energy Facility | Los Angeles County Sanitation |  | 34.1511 | -118.724 | Agoura | Los Angeles | California | 91301 | 5300 Lost Hills Rd | 9.9 | 9.9 | Biomasa | Biomasa | 0 | 0 | 0 | 0 | 0 | 0 | 0 | 0 | 0 | 0 | 9.9 | 0 | EIA-860, EIA-860M and EIA-923 | 201603
Estados Unidos | Farmers Branch Renewable Energy Facility | WM Renewable Energy LLC |  | 33.0311 | -96.9572 | Lewisville | Denton | Texas | 75067 | 580 Huffines Blvd | 3.2 | 3.2 | Biomasa | Biomasa | 0 | 0 | 0 | 0 | 0 | 0 | 0 | 0 | 0 | 0 | 3.2 | 0 | EIA-860, EIA-860M and EIA-923 | 201603
Estados Unidos | Waste Management Lockwood LFGTE | WM Renewable Energy LLC |  | 39.5494 | -119.698 | Sparks | Washoe | Nevada | 89434 | 2401 Canyon Way | 3.2 | 3.2 | Biomasa | Biomasa | 0 | 0 | 0 | 0 | 0 | 0 | 0 | 0 | 0 | 0 | 3.2 | 0 | EIA-860, EIA-860M and EIA-923 | 201603
Estados Unidos | Mesquite Creek LFGTE Project | WM Renewable Energy LLC |  | 29.7372 | -98.0228 | New Braunfels | Comal | Texas | 78130 | 1000 Kohlenberg | 3.2 | 3.2 | Biomasa | Biomasa | 0 | 0 | 0 | 0 | 0 | 0 | 0 | 0 | 0 | 0 | 3.2 | 0 | EIA-860, EIA-860M and EIA-923 | 201603
Estados Unidos | Waste Management Naples LFGTE Project | WM Renewable Energy LLC |  | 26.1558 | -81.6581 | Naples | Collier | Florida | 34117 | 3750 White Lake Blvd | 4 | 4 | Biomasa | Biomasa | 0 | 0 | 0 | 0 | 0 | 0 | 0 | 0 | 0 | 0 | 4 | 0 | EIA-860, EIA-860M and EIA-923 | 201603
Estados Unidos | Waste Management Piedmont LFGTE Project | WM Renewable Energy LLC |  | 36.1936 | -80.0406 | Kernersville | Forsyth | North Carolina | 27284 | 9900 Freeman Road | 2.4 | 2.4 | Biomasa | Biomasa | 0 | 0 | 0 | 0 | 0 | 0 | 0 | 0 | 0 | 0 | 2.4 | 0 | EIA-860, EIA-860M and EIA-923 | 201603
Estados Unidos | Suburban Landfill Gas Recovery | WM Renewable Energy LLC |  | 39.9097 | -82.3017 | Glenford | Perry | Ohio | 43739 | 3415Township Road 447 | 5.6 | 5.6 | Biomasa | Biomasa | 0 | 0 | 0 | 0 | 0 | 0 | 0 | 0 | 0 | 0 | 5.6 | 0 | EIA-860, EIA-860M and EIA-923 | 201603
Estados Unidos | Cedar Hills Wind Farm | Montana-Dakota Utilities Co |  | 46.2456 | -103.767 | Rhame | Bowman | North Dakota | 58651 | HWY 12 | 19.5 | 19.5 | Eólica | Eólica | 0 | 0 | 0 | 0 | 0 | 0 | 0 | 0 | 19.5 | 0 | 0 | 0 | EIA-860, EIA-860M and EIA-923 | 201603
Estados Unidos | Bridgewater Dairy Anaerobic Digester | Weaver Bridgewater Dairy |  | 41.6292 | -84.6694 | Montpelier | Williams | Ohio | 43543 | 14587 County Rd 8 #5 | 1.2 | 1.2 | Biomasa | Biomasa | 0 | 0 | 0 | 0 | 0 | 0 | 0 | 0 | 0 | 0 | 1.2 | 0 | EIA-860, EIA-860M and EIA-923 | 201603
Estados Unidos | Colorado Highlands Wind | Colorado Highlands Wind LLC |  | 40.7569 | -102.743 | Fleming | Logan | Colorado | 80728 | 20670 County Road 85 | 91 | 91 | Eólica | Eólica | 0 | 0 | 0 | 0 | 0 | 0 | 0 | 0 | 91 | 0 | 0 | 0 | EIA-860, EIA-860M and EIA-923 | 201603
Estados Unidos | University of Delaware Wind Turbine | First State Marine Wind |  | 38.7829 | -75.1649 | Lewes | Sussex | Delaware | 19958 | 700 Pilottown Road | 2 | 2 | Eólica | Eólica | 0 | 0 | 0 | 0 | 0 | 0 | 0 | 0 | 2 | 0 | 0 | 0 | EIA-860, EIA-860M and EIA-923 | 201603
Estados Unidos | Meadow Lake Wind Farm IV | Meadow Lake Wind Farm IV LLC |  | 40.6778 | -87.0328 | Lafayette | White | Indiana | 49707 | IH-65 at Highway 43 | 98.7 | 98.7 | Eólica | Eólica | 0 | 0 | 0 | 0 | 0 | 0 | 0 | 0 | 98.7 | 0 | 0 | 0 | EIA-860, EIA-860M and EIA-923 | 201603
Estados Unidos | PPL Frey Farm Landfill Wind | EPP Renewable Energy |  | 39.9592 | -76.4556 | Conestoga | Lancaster | Pennsylvania | 17516 | 3049 River Road | 3.2 | 3.2 | Eólica | Eólica | 0 | 0 | 0 | 0 | 0 | 0 | 0 | 0 | 3.2 | 0 | 0 | 0 | EIA-860, EIA-860M and EIA-923 | 201603
Estados Unidos | PPL Glendon LFGTE Plant | EPP Renewable Energy |  | 40.6678 | -75.2322 | Glendon | Northampton | Pennsylvania | 18042 | Hilton and Holly Streets | 3.2 | 3.2 | Biomasa | Biomasa | 0 | 0 | 0 | 0 | 0 | 0 | 0 | 0 | 0 | 0 | 3.2 | 0 | EIA-860, EIA-860M and EIA-923 | 201603
Estados Unidos | Orono Hydro Station | Brookfield Black Bear Hydro, LLC |  | 44.8803 | -68.6647 | Orono | Penobscot | Maine | 04461 | 19 Broadway Street | 2.7 | 2.7 | Hidroeléctrica | Hidroeléctrica | 0 | 0 | 0 | 0 | 2.7 | 0 | 0 | 0 | 0 | 0 | 0 | 0 | EIA-860, EIA-860M and EIA-923 | 201603
Estados Unidos | Chautauqua LFGTE Facility | Innovative Energy Systems Inc |  | 42.1989 | -79.3186 | Jamestown | Chautauqua | New York | 14701 | 3889 Towerville Road | 9.6 | 9.6 | Biomasa | Biomasa | 0 | 0 | 0 | 0 | 0 | 0 | 0 | 0 | 0 | 0 | 9.6 | 0 | EIA-860, EIA-860M and EIA-923 | 201603
Estados Unidos | Pillar Mountain Wind Project | Kodiak Electric Assn Inc |  | 57.7869 | -152.441 | Kodiak | Kodiak Island | Alaska | 99615 | Pillar Mountain | 9 | 9 | Eólica | Eólica | 0 | 0 | 0 | 0 | 0 | 0 | 0 | 0 | 9 | 0 | 0 | 0 | EIA-860, EIA-860M and EIA-923 | 201603
Estados Unidos | Vantage Wind Energy LLC | Invenergy Services LLC |  | 46.9547 | -120.182 | Ellensburg | Kittitas | Washington | 98926 | 30821 Vantage Highway | 90 | 90 | Eólica | Eólica | 0 | 0 | 0 | 0 | 0 | 0 | 0 | 0 | 90 | 0 | 0 | 0 | EIA-860, EIA-860M and EIA-923 | 201603
Estados Unidos | Lost Creek Wind Energy Facility | Pattern Operators LP |  | 39.9814 | -94.5181 | King City | DeKalb | Missouri | 64463 | 8479 NW State Road | 150 | 150 | Eólica | Eólica | 0 | 0 | 0 | 0 | 0 | 0 | 0 | 0 | 150 | 0 | 0 | 0 | EIA-860, EIA-860M and EIA-923 | 201603
Estados Unidos | Little Quinnesec Falls Hydro Project | Northbrook Wisconsin LLC |  | 45.7736 | -87.9894 | Niagara | Marinette | Wisconsin | 54151 | 1101 Mill St | 9 | 9 | Hidroeléctrica | Hidroeléctrica | 0 | 0 | 0 | 0 | 9 | 0 | 0 | 0 | 0 | 0 | 0 | 0 | EIA-860, EIA-860M and EIA-923 | 201603
Estados Unidos | Exelon Solar Chicago | Exelon Power |  | 41.6758 | -87.6514 | Chicago | Cook | Illinois | 60643 | 1201 W 120th St | 9 | 9 | Solar | Solar | 0 | 0 | 0 | 0 | 0 | 0 | 0 | 9 | 0 | 0 | 0 | 0 | EIA-860, EIA-860M and EIA-923 | 201603
Estados Unidos | Spring Valley Wind Project | Pattern Operators LP |  | 39.1042 | -114.492 | Ely | White Pine | Nevada | 89301 | 1212 SR 893 | 150 | 150 | Eólica | Eólica | 0 | 0 | 0 | 0 | 0 | 0 | 0 | 0 | 150 | 0 | 0 | 0 | EIA-860, EIA-860M and EIA-923 | 201603
Estados Unidos | Day County Wind LLC | Day County Wind LLC |  | 45.215 | -97.9056 | Conde | Day | South Dakota | 57434 | 14933 416th Avenue | 99 | 99 | Eólica | Eólica | 0 | 0 | 0 | 0 | 0 | 0 | 0 | 0 | 99 | 0 | 0 | 0 | EIA-860, EIA-860M and EIA-923 | 201603
Estados Unidos | Lower Snake River Wind Energy Project | Puget Sound Energy Inc |  | 46.5242 | -117.822 | Pomeroy | Garfield | Washington | 99347 | 39 Falling Springs Rd | 342.7 | 342.7 | Eólica | Eólica | 0 | 0 | 0 | 0 | 0 | 0 | 0 | 0 | 342.7 | 0 | 0 | 0 | EIA-860, EIA-860M and EIA-923 | 201603
Estados Unidos | Blue Wing Solar Energy Generation | TX Solar I LLC |  | 29.3042 | -98.4003 | San Antonio | Bexar | Texas | 78223 | 10810 S Blue Wind Rd. | 13.5 | 13.5 | Solar | Solar | 0 | 0 | 0 | 0 | 0 | 0 | 0 | 13.5 | 0 | 0 | 0 | 0 | EIA-860, EIA-860M and EIA-923 | 201603
Estados Unidos | Bent Tree Wind Farm Phase 1 | Wisconsin Power & Light Co |  | 43.7246 | -93.4504 | Hartland | Freeborn | Minnesota | 56042 | 31072 State Highway 13 | 201.3 | 201.3 | Eólica | Eólica | 0 | 0 | 0 | 0 | 0 | 0 | 0 | 0 | 201.3 | 0 | 0 | 0 | EIA-860, EIA-860M and EIA-923 | 201603
Estados Unidos | Glacier Hills | Wisconsin Electric Power Co |  | 43.5639 | -89.1481 | Cambria | Columbia | Wisconsin | 53923 | Wisconsin State Hwy 33 & Cty H | 28 | 28 | Eólica | Eólica | 0 | 0 | 0 | 0 | 0 | 0 | 0 | 0 | 28 | 0 | 0 | 0 | EIA-860, EIA-860M and EIA-923 | 201603
Estados Unidos | Shelby Solar Energy Generation Facility | Solar Star North Carolina I LLC |  | 35.2536 | -81.5956 | Shelby | Cleveland | North Carolina | 28152 | 830 College Ave | 1 | 1 | Solar | Solar | 0 | 0 | 0 | 0 | 0 | 0 | 0 | 1 | 0 | 0 | 0 | 0 | EIA-860, EIA-860M and EIA-923 | 201603
Estados Unidos | FPL Energy Montezuma Winds LLC | FPL Energy Montezuma Wind |  | 38.1636 | -121.797 | Birds Landing | Solano | California | 94512 | 6700 Birds Landing Rd | 36.8 | 36.8 | Eólica | Eólica | 0 | 0 | 0 | 0 | 0 | 0 | 0 | 0 | 36.8 | 0 | 0 | 0 | EIA-860, EIA-860M and EIA-923 | 201603
Estados Unidos | Jacksonville Solar | Jacksonville Solar LLC |  | 30.3207 | -81.9564 | Jacksonville | Duval | Florida | 32234 | 2009 US Highway 301 | 12.5 | 12.5 | Solar | Solar | 0 | 0 | 0 | 0 | 0 | 0 | 0 | 12.5 | 0 | 0 | 0 | 0 | EIA-860, EIA-860M and EIA-923 | 201603
Estados Unidos | Wyandot Solar Farm | Wyandot Solar LLC |  | 40.8795 | -83.3171 | Upper Sandusky | Wyandot | Ohio | 43351 | 10692 County Highway 44 | 10 | 10 | Solar | Solar | 0 | 0 | 0 | 0 | 0 | 0 | 0 | 10 | 0 | 0 | 0 | 0 | EIA-860, EIA-860M and EIA-923 | 201603
Estados Unidos | PSEG Hackettstown | PSEG Solar Hackettstown LLC |  | 40.8606 | -74.8229 | Hackettstown | Warren | New Jersey | 07840 | 700 High Street | 2.2 | 2.2 | Solar | Solar | 0 | 0 | 0 | 0 | 0 | 0 | 0 | 2.2 | 0 | 0 | 0 | 0 | EIA-860, EIA-860M and EIA-923 | 201603
Estados Unidos | CM48 | Copper Mountain 1 LLC |  | 35.7814 | -114.993 | Boulder City | Clark | Nevada | 89005 | 751 El Dorado Valley Drive | 48 | 48 | Solar | Solar | 0 | 0 | 0 | 0 | 0 | 0 | 0 | 48 | 0 | 0 | 0 | 0 | EIA-860, EIA-860M and EIA-923 | 201603
Estados Unidos | Cedar Creek II | AE Power Services LLC |  | 40.9475 | -103.784 | New Raymer | Weld | Colorado | 80742 | 67125 CR 132 | 250.8 | 250.8 | Eólica | Eólica | 0 | 0 | 0 | 0 | 0 | 0 | 0 | 0 | 250.8 | 0 | 0 | 0 | EIA-860, EIA-860M and EIA-923 | 201603
Estados Unidos | Goshen Phase II | AE Power Services LLC |  | 43.4671 | -111.836 | Idaho Falls | Bonneville | Idaho | 83427 | 444 Bone Road | 124.5 | 124.5 | Eólica | Eólica | 0 | 0 | 0 | 0 | 0 | 0 | 0 | 0 | 124.5 | 0 | 0 | 0 | EIA-860, EIA-860M and EIA-923 | 201603
Estados Unidos | EC&R Papalote Creek II LLC | E ON Climate Renewables N America LLC |  | 27.9958 | -97.2967 | Taft | San Patricio | Texas | 78390 | 546 FM 631 | 200.1 | 200.1 | Eólica | Eólica | 0 | 0 | 0 | 0 | 0 | 0 | 0 | 0 | 200.1 | 0 | 0 | 0 | EIA-860, EIA-860M and EIA-923 | 201603
Estados Unidos | ENEL Salt Wells LLC | ENEL Salt Wells LLC |  | 39.2944 | -118.573 | Fallon | Churchill | Nevada | 89406 | 6059 Salt Wells Road | 20.2 | 20.2 | Geotérmica | Geotérmica | 0 | 0 | 0 | 0 | 0 | 0 | 0 | 0 | 0 | 20.2 | 0 | 0 | EIA-860, EIA-860M and EIA-923 | 201603
Estados Unidos | Waverly Community Wind Project | Waverly Municipal Elec Utility |  | 42.7317 | -92.4711 | Waverly | Bremer | Iowa | 50677 | Garden Avenue | 2.7 | 2.7 | Eólica | Eólica | 0 | 0 | 0 | 0 | 0 | 0 | 0 | 0 | 2.7 | 0 | 0 | 0 | EIA-860, EIA-860M and EIA-923 | 201603
Estados Unidos | Crayola Solar Project | UGI Development Co |  | 40.7605 | -75.2384 | Easton | Northampton | Pennsylvania | 18040 | 1100 Church Lane | 2.8 | 2.8 | Solar | Solar | 0 | 0 | 0 | 0 | 0 | 0 | 0 | 2.8 | 0 | 0 | 0 | 0 | EIA-860, EIA-860M and EIA-923 | 201603
Estados Unidos | Solar Photovoltaic Project #03 | Southern California Edison Co |  | 34.0943 | -117.4 | Rialto | San Bernardino | California | 92376 | 1464 Merrill Ave | 1 | 1 | Solar | Solar | 0 | 0 | 0 | 0 | 0 | 0 | 0 | 1 | 0 | 0 | 0 | 0 | EIA-860, EIA-860M and EIA-923 | 201603
Estados Unidos | Solar Photovoltaic Project #05 | Southern California Edison Co |  | 34.0863 | -117.231 | Redlands | San Bernardino | California | 92374 | 1901 California St. | 2.5 | 2.5 | Solar | Solar | 0 | 0 | 0 | 0 | 0 | 0 | 0 | 2.5 | 0 | 0 | 0 | 0 | EIA-860, EIA-860M and EIA-923 | 201603
Estados Unidos | Solar Photovoltaic Project #06 | Southern California Edison Co |  | 34.0414 | -117.573 | Ontario | San Bernardino | California | 91761 | 3510 E. Francis St | 2 | 2 | Solar | Solar | 0 | 0 | 0 | 0 | 0 | 0 | 0 | 2 | 0 | 0 | 0 | 0 | EIA-860, EIA-860M and EIA-923 | 201603
Estados Unidos | Solar Photovoltaic Project #07 | Southern California Edison Co |  | 34.0861 | -117.228 | Redlands | San Bernardino | California | 92374 | 2200-2250 Palmetto Ave. | 2.5 | 2.5 | Solar | Solar | 0 | 0 | 0 | 0 | 0 | 0 | 0 | 2.5 | 0 | 0 | 0 | 0 | EIA-860, EIA-860M and EIA-923 | 201603
Estados Unidos | Solar Photovoltaic Project #08 | Southern California Edison Co |  | 34.0419 | -117.565 | Ontario | San Bernardino | California | 91761 | 4060 E. Francis St | 2 | 2 | Solar | Solar | 0 | 0 | 0 | 0 | 0 | 0 | 0 | 2 | 0 | 0 | 0 | 0 | EIA-860, EIA-860M and EIA-923 | 201603
Estados Unidos | Solar Photovoltaic Project #09 | Southern California Edison Co |  | 34.0428 | -117.572 | Ontario | San Bernardino | California | 91761 | 3550 E. Francis St | 1 | 1 | Solar | Solar | 0 | 0 | 0 | 0 | 0 | 0 | 0 | 1 | 0 | 0 | 0 | 0 | EIA-860, EIA-860M and EIA-923 | 201603
Estados Unidos | Solar Photovoltaic Project #10 | Southern California Edison Co |  | 34.075 | -117.517 | Fontana | San Bernardino | California | 92335 | 13277 San Bernardino Ave. | 1.5 | 1.5 | Solar | Solar | 0 | 0 | 0 | 0 | 0 | 0 | 0 | 1.5 | 0 | 0 | 0 | 0 | EIA-860, EIA-860M and EIA-923 | 201603
Estados Unidos | Solar Photovoltaic Project #11 | Southern California Edison Co |  | 34.0758 | -117.241 | Redlands | San Bernardino | California | 92374 | 2501 West San Bernardino | 3.5 | 3.5 | Solar | Solar | 0 | 0 | 0 | 0 | 0 | 0 | 0 | 3.5 | 0 | 0 | 0 | 0 | EIA-860, EIA-860M and EIA-923 | 201603
Estados Unidos | Solar Photovoltaic Project #13 | Southern California Edison Co |  | 34.0835 | -117.236 | Redlands | San Bernardino | California | 92374 | 1895 Marigold Ave. | 3.5 | 3.5 | Solar | Solar | 0 | 0 | 0 | 0 | 0 | 0 | 0 | 3.5 | 0 | 0 | 0 | 0 | EIA-860, EIA-860M and EIA-923 | 201603
Estados Unidos | Solar Photovoltaic Project #15 | Southern California Edison Co |  | 34.0792 | -117.517 | Fontana | San Bernardino | California | 92335 | 13230 San Bernardino Ave. | 3.5 | 3.5 | Solar | Solar | 0 | 0 | 0 | 0 | 0 | 0 | 0 | 3.5 | 0 | 0 | 0 | 0 | EIA-860, EIA-860M and EIA-923 | 201603
Estados Unidos | Solar Photovoltaic Project #16 | Southern California Edison Co |  | 34.0856 | -117.234 | Redlands | San Bernardino | California | 92374 | 2290 Palmetto Ave | 1.5 | 1.5 | Solar | Solar | 0 | 0 | 0 | 0 | 0 | 0 | 0 | 1.5 | 0 | 0 | 0 | 0 | EIA-860, EIA-860M and EIA-923 | 201603
Estados Unidos | Solar Photovoltaic Project #17 | Southern California Edison Co |  | 34.0728 | -117.503 | Fontana | San Bernardino | California | 92335 | 13550 Valley Blvd. | 3.5 | 3.5 | Solar | Solar | 0 | 0 | 0 | 0 | 0 | 0 | 0 | 3.5 | 0 | 0 | 0 | 0 | EIA-860, EIA-860M and EIA-923 | 201603
Estados Unidos | Solar Photovoltaic Project #18 | Southern California Edison Co |  | 34.0833 | -117.516 | Fontana | San Bernardino | California | 92335 | 9415 Kaiser Way | 1.5 | 1.5 | Solar | Solar | 0 | 0 | 0 | 0 | 0 | 0 | 0 | 1.5 | 0 | 0 | 0 | 0 | EIA-860, EIA-860M and EIA-923 | 201603
Estados Unidos | Solar Photovoltaic Project #23 | Southern California Edison Co |  | 34.0808 | -117.52 | Fontana | San Bernardino | California | 92335 | 9687 Transportation Way | 2.5 | 2.5 | Solar | Solar | 0 | 0 | 0 | 0 | 0 | 0 | 0 | 2.5 | 0 | 0 | 0 | 0 | EIA-860, EIA-860M and EIA-923 | 201603
Estados Unidos | Solar Photovoltaic Project #22 | Southern California Edison Co |  | 34.08 | -117.211 | Redlands | San Bernardino | California | 92374 | 27223 Pioneer Ave. | 2 | 2 | Solar | Solar | 0 | 0 | 0 | 0 | 0 | 0 | 0 | 2 | 0 | 0 | 0 | 0 | EIA-860, EIA-860M and EIA-923 | 201603
Estados Unidos | Roth Rock Wind Farm LLC | Roth Rock Wind Farm LLC |  | 39.2544 | -79.4672 | Oakland | Garrett | Maryland | 21550 | 2860 Wind Park Way | 40 | 40 | Eólica | Eólica | 0 | 0 | 0 | 0 | 0 | 0 | 0 | 0 | 40 | 0 | 0 | 0 | EIA-860, EIA-860M and EIA-923 | 201603
Estados Unidos | Roth Rock North Wind Farm, LLC | Roth Rock Wind Farm LLC |  | 39.2872 | -79.4344 | Oakland | Garrett | Maryland | 21550 | AP-Substation 2325 Wind Pk Wy | 10 | 10 | Eólica | Eólica | 0 | 0 | 0 | 0 | 0 | 0 | 0 | 0 | 10 | 0 | 0 | 0 | EIA-860, EIA-860M and EIA-923 | 201603
Estados Unidos | Gainesville Renewable Energy Center | Gainesville Renewable Energy Center LLC |  | 29.7675 | -82.3964 | Gainsville | Alachua | Florida | 32653 | 11201 NW 13th Street | 102.5 | 102.5 | Biomasa | Biomasa | 0 | 0 | 0 | 0 | 0 | 0 | 0 | 0 | 0 | 0 | 102.5 | 0 | EIA-860, EIA-860M and EIA-923 | 201603
Estados Unidos | Cimarron Solar Facility | Southern Power Co |  | 36.4681 | -104.636 | Springer | Colfax | New Mexico | 87747 | 104 Carbide Road | 30.6 | 30.6 | Solar | Solar | 0 | 0 | 0 | 0 | 0 | 0 | 0 | 30.6 | 0 | 0 | 0 | 0 | EIA-860, EIA-860M and EIA-923 | 201603
Estados Unidos | Kit Carson Windpower | Kit Carson Windpower LLC |  | 39.3383 | -102.353 | Burlington | Kit Carson | Colorado | 80807 | 22330 County Road 44 | 51 | 51 | Eólica | Eólica | 0 | 0 | 0 | 0 | 0 | 0 | 0 | 0 | 51 | 0 | 0 | 0 | EIA-860, EIA-860M and EIA-923 | 201603
Estados Unidos | Solar Photovoltaic Project #26 | Southern California Edison Co |  | 34.1312 | -117.425 | Rialto | San Bernardino | California | 92376 | 2510 - 2580 West Walnut Ave. | 6 | 6 | Solar | Solar | 0 | 0 | 0 | 0 | 0 | 0 | 0 | 6 | 0 | 0 | 0 | 0 | EIA-860, EIA-860M and EIA-923 | 201603
Estados Unidos | Solar Photovoltaic Project #27 | Southern California Edison Co |  | 34.1311 | -117.422 | Rialto | San Bernardino | California | 92376 | 1590 North Tamarind Ave. | 2 | 2 | Solar | Solar | 0 | 0 | 0 | 0 | 0 | 0 | 0 | 2 | 0 | 0 | 0 | 0 | EIA-860, EIA-860M and EIA-923 | 201603
Estados Unidos | Solar Photovoltaic Project #28 | Southern California Edison Co |  | 34.0942 | -117.274 | San Bernardino | San Bernardino | California | 92408 | 570 Mill St. | 3.5 | 3.5 | Solar | Solar | 0 | 0 | 0 | 0 | 0 | 0 | 0 | 3.5 | 0 | 0 | 0 | 0 | EIA-860, EIA-860M and EIA-923 | 201603
Estados Unidos | Welcome Wind Turbine | Federated Rural Electric Assn |  | 43.6825 | -94.5892 | Welcome | Martin | Minnesota | 56181 | 1250 140th Avenue | 2.1 | 2.1 | Eólica | Eólica | 0 | 0 | 0 | 0 | 0 | 0 | 0 | 0 | 2.1 | 0 | 0 | 0 | EIA-860, EIA-860M and EIA-923 | 201603
Estados Unidos | Renewable Energy Services of Ohio | Bio-Gas Technologies LTD |  | 41.3362 | -82.602 | Milan | Erie | Ohio | 44846 | 10215 Hoover Road | 2.4 | 2.4 | Biomasa | Biomasa | 0 | 0 | 0 | 0 | 0 | 0 | 0 | 0 | 0 | 0 | 2.4 | 0 | EIA-860, EIA-860M and EIA-923 | 201603
Estados Unidos | Earthmovers LFGTE | Wabash Valley Power Assn, Inc |  | 41.625 | -85.9789 | Elkhart | Elkhart | Indiana | 46517 | 26488 C. R. 26 | 4.8 | 4.8 | Biomasa | Biomasa | 0 | 0 | 0 | 0 | 0 | 0 | 0 | 0 | 0 | 0 | 4.8 | 0 | EIA-860, EIA-860M and EIA-923 | 201603
Estados Unidos | Lakota Wind Wind Farm | Iowa Lakes Electric Coop |  | 43.3839 | -94.1475 | Lakota | Kossuth | Iowa | 50451 | 4208 160 Ave | 10.5 | 10.5 | Eólica | Eólica | 0 | 0 | 0 | 0 | 0 | 0 | 0 | 0 | 10.5 | 0 | 0 | 0 | EIA-860, EIA-860M and EIA-923 | 201603
Estados Unidos | Iowa Lakes Superior Wind Farm | Iowa Lakes Electric Coop |  | 43.445 | -94.9803 | Superior | Dickinson | Iowa | 51363 | 3150 Hwy 9 | 10.5 | 10.5 | Eólica | Eólica | 0 | 0 | 0 | 0 | 0 | 0 | 0 | 0 | 10.5 | 0 | 0 | 0 | EIA-860, EIA-860M and EIA-923 | 201603
Estados Unidos | MA Military Reservation Wind Project | Air Force Civil Engineer Center |  | 41.6647 | -70.5942 | Otis ANG Base Bourne | Barnstable | Massachusetts | 02542 | 575 Cole Road | 4.5 | 4.5 | Eólica | Eólica | 0 | 0 | 0 | 0 | 0 | 0 | 0 | 0 | 4.5 | 0 | 0 | 0 | EIA-860, EIA-860M and EIA-923 | 201603
Estados Unidos | Victor Valley CC CPV Solar | Victor Valley Community College District |  | 34.4802 | -117.258 | Victorville | San Bernardino | California | 92395 | 18422 Bear Valley Road | 1 | 1 | Solar | Solar | 0 | 0 | 0 | 0 | 0 | 0 | 0 | 1 | 0 | 0 | 0 | 0 | EIA-860, EIA-860M and EIA-923 | 201603
Estados Unidos | PA Solar Park | Consolidated Edison Development Inc. |  | 40.8601 | -75.8522 | Nesquehoning | Carbon | Pennsylvania | 18240 | 109 Forth Hollow Road | 10 | 10 | Solar | Solar | 0 | 0 | 0 | 0 | 0 | 0 | 0 | 10 | 0 | 0 | 0 | 0 | EIA-860, EIA-860M and EIA-923 | 201603
Estados Unidos | Iowa Lakes Community College Wind Farm | Iowa Lakes Community College |  | 43.3853 | -94.8157 | Estherville | Emmet | Iowa | 51334 | 1802 19th Street | 1 | 1 | Eólica | Eólica | 0 | 0 | 0 | 0 | 0 | 0 | 0 | 0 | 1 | 0 | 0 | 0 | EIA-860, EIA-860M and EIA-923 | 201603
Estados Unidos | Texico Wind Ranch LP | Texico Wind LP |  | 34.36 | -103.067 | Texico | Curry | New Mexico | 88135 | 207 CR 7 | 3.1 | 3.1 | Eólica | Eólica | 0 | 0 | 0 | 0 | 0 | 0 | 0 | 0 | 3.1 | 0 | 0 | 0 | EIA-860, EIA-860M and EIA-923 | 201603
Estados Unidos | Lubbock Wind Ranch | Lubbock Wind LLC |  | 33.5697 | -101.765 | Lubbock | Lubbock | Texas | 79403 | 2607 CR 2800 | 12.5 | 12.5 | Eólica | Eólica | 0 | 0 | 0 | 0 | 0 | 0 | 0 | 0 | 12.5 | 0 | 0 | 0 | EIA-860, EIA-860M and EIA-923 | 201603
Estados Unidos | Cedro Hill Wind LLC | NRG Energy Gas & Wind Holdings Inc |  | 27.5761 | -98.9053 | Bruni | Webb | Texas | 78344 | 7476 FM 2050 | 150 | 150 | Eólica | Eólica | 0 | 0 | 0 | 0 | 0 | 0 | 0 | 0 | 150 | 0 | 0 | 0 | EIA-860, EIA-860M and EIA-923 | 201603
Estados Unidos | Taloga Wind LLC | NRG Energy Gas & Wind Holdings Inc |  | 35.8556 | -98.9683 | Putnam | Dewey | Oklahoma | 73659 | Route 1, Box 40 | 130 | 130 | Eólica | Eólica | 0 | 0 | 0 | 0 | 0 | 0 | 0 | 0 | 130 | 0 | 0 | 0 | EIA-860, EIA-860M and EIA-923 | 201603
Estados Unidos | Laredo Ridge Wind LLC | NRG Energy Gas & Wind Holdings Inc |  | 41.8803 | -98.0239 | Petersburg | Boone | Nebraska | 68652 | 1174 240th Avenue | 79.9 | 79.9 | Eólica | Eólica | 0 | 0 | 0 | 0 | 0 | 0 | 0 | 0 | 79.9 | 0 | 0 | 0 | EIA-860, EIA-860M and EIA-923 | 201603
Estados Unidos | Little Pringle I Wind Farm | DeWind Co. |  | 35.9643 | -101.54 | Morse | Hutchinson | Texas | 79062 | 8570 Co Rd H | 10 | 10 | Eólica | Eólica | 0 | 0 | 0 | 0 | 0 | 0 | 0 | 0 | 10 | 0 | 0 | 0 | EIA-860, EIA-860M and EIA-923 | 201603
Estados Unidos | Little Pringle II Wind Farm | DeWind Co. |  | 35.9249 | -101.541 | Morse | Hutchinson | Texas | 79062 | 8571 Co Rd H | 10 | 10 | Eólica | Eólica | 0 | 0 | 0 | 0 | 0 | 0 | 0 | 0 | 10 | 0 | 0 | 0 | EIA-860, EIA-860M and EIA-923 | 201603
Estados Unidos | Dorchester Solar Site | Massachusetts Electric Co |  | 42.3008 | -71.0472 | Dorchester | Suffolk | Massachusetts | 02122 | 220 Victory Rd | 1 | 1 | Solar | Solar | 0 | 0 | 0 | 0 | 0 | 0 | 0 | 1 | 0 | 0 | 0 | 0 | EIA-860, EIA-860M and EIA-923 | 201603
Estados Unidos | Chestnut Flats Wind Farm | EDF Renewable Asset Holdings, Inc. |  | 40.5228 | -78.4769 | Altoona | Blair | Pennsylvania | 16601 | 1226 Mill Run Road | 38 | 38 | Eólica | Eólica | 0 | 0 | 0 | 0 | 0 | 0 | 0 | 0 | 38 | 0 | 0 | 0 | EIA-860, EIA-860M and EIA-923 | 201603
Estados Unidos | Grant County Wind LLC | Grant County Wind LLC |  | 45.8033 | -95.8844 | Woodstock | Grant | Minnesota | 56186 | 996 190th Ave | 20 | 20 | Eólica | Eólica | 0 | 0 | 0 | 0 | 0 | 0 | 0 | 0 | 20 | 0 | 0 | 0 | EIA-860, EIA-860M and EIA-923 | 201603
Estados Unidos | Crescent Dunes Solar Energy | Tonopah Solar Energy LLC |  | 38.2389 | -117.364 | Tonopah | Nye | Nevada | 89049 | Rte 89 from the East | 110 | 110 | Solar | Solar | 0 | 0 | 0 | 0 | 0 | 0 | 0 | 110 | 0 | 0 | 0 | 0 | EIA-860, EIA-860M and EIA-923 | 201603
Estados Unidos | Crofton Bluffs Wind LLC | NRG Energy Gas & Wind Holdings Inc |  | 42.6983 | -97.58 | Lincoln | Knox | Nebraska | 68718 | 88585 543 Avenue | 40 | 40 | Eólica | Eólica | 0 | 0 | 0 | 0 | 0 | 0 | 0 | 0 | 40 | 0 | 0 | 0 | EIA-860, EIA-860M and EIA-923 | 201603
Estados Unidos | Alta Wind Energy Center I | Terra-Gen Operating Co LLC |  | 35.0337 | -118.353 | Mojave | Kern | California | 93501 | 15100 Tehachapi Willow Springs | 150 | 150 | Eólica | Eólica | 0 | 0 | 0 | 0 | 0 | 0 | 0 | 0 | 150 | 0 | 0 | 0 | EIA-860, EIA-860M and EIA-923 | 201603
Estados Unidos | Flat Water Wind Farm LLC | Flat Water Wind Farm LLC |  | 40.0011 | -95.9289 | Du Bois | Richardson | Nebraska | 68345 | 63428 702 Rd. | 60 | 60 | Eólica | Eólica | 0 | 0 | 0 | 0 | 0 | 0 | 0 | 0 | 60 | 0 | 0 | 0 | EIA-860, EIA-860M and EIA-923 | 201603
Estados Unidos | Minonk Wind Farm | Algonquin Power Co |  | 40.8886 | -88.9972 | Minonk | Woodford | Illinois | 61760 | County Road 2800 E | 192.3 | 192.3 | Eólica | Eólica | 0 | 0 | 0 | 0 | 0 | 0 | 0 | 0 | 192.3 | 0 | 0 | 0 | EIA-860, EIA-860M and EIA-923 | 201603
Estados Unidos | Sandy Ridge Wind Farm | Algonquin Power Co |  | 40.7292 | -78.2874 | Tyrone | Blair | Pennsylvania | 16686 | 150 Big Fill Run | 48.2 | 48.2 | Eólica | Eólica | 0 | 0 | 0 | 0 | 0 | 0 | 0 | 0 | 48.2 | 0 | 0 | 0 | EIA-860, EIA-860M and EIA-923 | 201603
Estados Unidos | OU Spirit Wind Farm | Oklahoma Gas & Electric Co |  | 36.3338 | -99.4801 | Woodward | Woodward | Oklahoma | 73801 | 46997 S. County Road 198 | 101.2 | 101.2 | Eólica | Eólica | 0 | 0 | 0 | 0 | 0 | 0 | 0 | 0 | 101.2 | 0 | 0 | 0 | EIA-860, EIA-860M and EIA-923 | 201603
Estados Unidos | Hardscrabble Wind Power LLC | Iberdrola Renewables Inc |  | 43.1122 | -74.8789 | Little Falls | Herkimer | New York | 13365 | 1408 State Route 170 | 74 | 74 | Eólica | Eólica | 0 | 0 | 0 | 0 | 0 | 0 | 0 | 0 | 74 | 0 | 0 | 0 | EIA-860, EIA-860M and EIA-923 | 201603
Estados Unidos | Big Blue | Big Blue Wind Farm LLC |  | 43.6122 | -94.1919 | Blue Earth | Faribault | Minnesota | 56013 | Township 102 N Range 28S | 36 | 36 | Eólica | Eólica | 0 | 0 | 0 | 0 | 0 | 0 | 0 | 0 | 36 | 0 | 0 | 0 | EIA-860, EIA-860M and EIA-923 | 201603
Estados Unidos | Northern Colorado Wind LLC | Northern Colorado Wind LLC |  | 40.9881 | -102.897 | Peetz | Logan | Colorado | 80747 | 9500 County Road 78 | 174.3 | 174.3 | Eólica | Eólica | 0 | 0 | 0 | 0 | 0 | 0 | 0 | 0 | 174.3 | 0 | 0 | 0 | EIA-860, EIA-860M and EIA-923 | 201603
Estados Unidos | Alta Wind Energy Center II | Terra-Gen Operating Co LLC |  | 35.0239 | -118.295 | Mojave | Kern | California | 93501 | 14047 90th Street West | 150 | 150 | Eólica | Eólica | 0 | 0 | 0 | 0 | 0 | 0 | 0 | 0 | 150 | 0 | 0 | 0 | EIA-860, EIA-860M and EIA-923 | 201603
Estados Unidos | Alta Wind Energy Center III | Terra-Gen Operating Co LLC |  | 35.0239 | -118.295 | Mojave | Kern | California | 93501 | 14047 90th Street West | 150 | 150 | Eólica | Eólica | 0 | 0 | 0 | 0 | 0 | 0 | 0 | 0 | 150 | 0 | 0 | 0 | EIA-860, EIA-860M and EIA-923 | 201603
Estados Unidos | Alta Wind Energy Center IV | Terra-Gen Operating Co LLC |  | 35.0086 | -118.242 | Mojave | Kern | California | 93501 | 12941 60th Street West | 102 | 102 | Eólica | Eólica | 0 | 0 | 0 | 0 | 0 | 0 | 0 | 0 | 102 | 0 | 0 | 0 | EIA-860, EIA-860M and EIA-923 | 201603
Estados Unidos | Alta Wind Energy Center V | Terra-Gen Operating Co LLC |  | 35.0086 | -118.242 | Mojave | Kern | California | 93501 | 12941 60th Street West | 168 | 168 | Eólica | Eólica | 0 | 0 | 0 | 0 | 0 | 0 | 0 | 0 | 168 | 0 | 0 | 0 | EIA-860, EIA-860M and EIA-923 | 201603
Estados Unidos | Alpine Solar | NRG Solar Alpine |  | 34.7892 | -118.505 | Lancaster | Los Angeles | California | 93536 | 21125 West Avenue C | 66 | 66 | Solar | Solar | 0 | 0 | 0 | 0 | 0 | 0 | 0 | 66 | 0 | 0 | 0 | 0 | EIA-860, EIA-860M and EIA-923 | 201603
Estados Unidos | Carleton College | Carleton College |  | 44.4619 | -93.1564 | Northfield | Rice | Minnesota | 55057 | One North College Street | 7.8 | 3.2 | Petróleo | Eólica | 0 | 0 | 4.6 | 0 | 0 | 0 | 0 | 0 | 3.2 | 0 | 0 | 0 | EIA-860, EIA-860M and EIA-923 | 201603
Estados Unidos | Cedar Hills | Industrial Power Generating Company LLC |  | 47.4558 | -122.043 | Maple Valley | King | Washington | 98038 | 16650 228th Ave SE | 5.4 | 5.4 | Biomasa | Biomasa | 0 | 0 | 0 | 0 | 0 | 0 | 0 | 0 | 0 | 0 | 5.4 | 0 | EIA-860, EIA-860M and EIA-923 | 201603
Estados Unidos | Dunlap | PacifiCorp |  | 42.0436 | -106.16 | Medicine Bow | Carbon | Wyoming | 82329 | 124 Dunlap Road | 111 | 111 | Eólica | Eólica | 0 | 0 | 0 | 0 | 0 | 0 | 0 | 0 | 111 | 0 | 0 | 0 | EIA-860, EIA-860M and EIA-923 | 201603
Estados Unidos | Criterion Wind Project | Criterion Power Partners LLC |  | 39.4047 | -79.29 | Oakland | Garrett | Maryland | 21550 | 1295 Eagle Rock Road | 70 | 70 | Eólica | Eólica | 0 | 0 | 0 | 0 | 0 | 0 | 0 | 0 | 70 | 0 | 0 | 0 | EIA-860, EIA-860M and EIA-923 | 201603
Estados Unidos | Dutch Wind Energy | Dutch Energy Corporation |  | 33.8942 | -116.56 | North Palm Springs | Riverside | California | 92258 | 1mi Wof Indian Ave | 8 | 8 | Eólica | Eólica | 0 | 0 | 0 | 0 | 0 | 0 | 0 | 0 | 8 | 0 | 0 | 0 | EIA-860, EIA-860M and EIA-923 | 201603
Estados Unidos | Garnet Wind Energy Center | Garnet Energy Corporation |  | 33.9053 | -116.582 | North Palm Springs | Riverside | California | 92258 | 61983 Garnet Road | 6.5 | 6.5 | Eólica | Eólica | 0 | 0 | 0 | 0 | 0 | 0 | 0 | 0 | 6.5 | 0 | 0 | 0 | EIA-860, EIA-860M and EIA-923 | 201603
Estados Unidos | Loraine Windpark Project LLC | Loraine Windpower Park LLC |  | 32.4375 | -100.744 | Loraine | Mitchell | Texas | 79532 | 4274 CR 446 | 150 | 150 | Eólica | Eólica | 0 | 0 | 0 | 0 | 0 | 0 | 0 | 0 | 150 | 0 | 0 | 0 | EIA-860, EIA-860M and EIA-923 | 201603
Estados Unidos | Adelanto Solar Project | Los Angeles Department of Water & Power |  | 34.5508 | -117.435 | Adelanto | San Bernardino | California | 92301 | 16800 Aster Road | 10 | 10 | Solar | Solar | 0 | 0 | 0 | 0 | 0 | 0 | 0 | 10 | 0 | 0 | 0 | 0 | EIA-860, EIA-860M and EIA-923 | 201603
Estados Unidos | Pine Tree Solar Project | Los Angeles Department of Water & Power |  | 35.2296 | -118.196 | Owenyo | Kern | California | 93518 | 22500 Jawbone Canyon Rd | 8.5 | 8.5 | Solar | Solar | 0 | 0 | 0 | 0 | 0 | 0 | 0 | 8.5 | 0 | 0 | 0 | 0 | EIA-860, EIA-860M and EIA-923 | 201603
Estados Unidos | 1420 Coil Av #C | Los Angeles Department of Water & Power |  | 33.7943 | -118.241 | Wilmington | Los Angeles | California | 90744 | 1420 Coil Ave #C | 1.3 | 1.3 | Solar | Solar | 0 | 0 | 0 | 0 | 0 | 0 | 0 | 1.3 | 0 | 0 | 0 | 0 | EIA-860, EIA-860M and EIA-923 | 201603
Estados Unidos | Occidental College Solar Project | Los Angeles Department of Water & Power |  | 34.1283 | -118.207 | Los Angeles | Los Angeles | California | 90041 | 1600 Campus Rd | 1 | 1 | Solar | Solar | 0 | 0 | 0 | 0 | 0 | 0 | 0 | 1 | 0 | 0 | 0 | 0 | EIA-860, EIA-860M and EIA-923 | 201603
Estados Unidos | Metro Support Services Center Solar | Los Angeles Department of Water & Power |  | 34.0578 | -118.23 | Los Angeles | Los Angeles | California | 90012 | 900 Lyon St | 1.2 | 1.2 | Solar | Solar | 0 | 0 | 0 | 0 | 0 | 0 | 0 | 1.2 | 0 | 0 | 0 | 0 | EIA-860, EIA-860M and EIA-923 | 201603
Estados Unidos | Los Angeles Harbor College | Los Angeles Department of Water & Power |  | 33.7831 | -118.285 | Wilmington | Los Angeles | California | 90744 | 1111 Figueroa Pl | 1.2 | 1.2 | Solar | Solar | 0 | 0 | 0 | 0 | 0 | 0 | 0 | 1.2 | 0 | 0 | 0 | 0 | EIA-860, EIA-860M and EIA-923 | 201603
Estados Unidos | Cedar Point Wind | Cedar Point LLC |  | 39.4218 | -103.678 | Limon | Lincoln | Colorado | 80828 | 63095 CR 21 | 246 | 246 | Eólica | Eólica | 0 | 0 | 0 | 0 | 0 | 0 | 0 | 0 | 246 | 0 | 0 | 0 | EIA-860, EIA-860M and EIA-923 | 201603
Estados Unidos | San Luis Valley Solar Ranch | Iberdrola Renewables Inc |  | 37.6945 | -105.928 | Mosca | Alamosa | Colorado | 81146 | 8200 Country Road 106 North | 35 | 35 | Solar | Solar | 0 | 0 | 0 | 0 | 0 | 0 | 0 | 35 | 0 | 0 | 0 | 0 | EIA-860, EIA-860M and EIA-923 | 201603
Estados Unidos | Copper Crossing Solar LLC | Iberdrola Renewables Inc |  | 33.1606 | -111.484 | Globe | Gila | Arizona | 85501 | Highway 70 W | 20 | 20 | Solar | Solar | 0 | 0 | 0 | 0 | 0 | 0 | 0 | 20 | 0 | 0 | 0 | 0 | EIA-860, EIA-860M and EIA-923 | 201603
Estados Unidos | Big Horn Wind II | Iberdrola Renewables Inc |  | 45.9192 | -120.304 | Bickleton | Klickitat | Washington | 99322 | 300 Big Horn Road | 50 | 50 | Eólica | Eólica | 0 | 0 | 0 | 0 | 0 | 0 | 0 | 0 | 50 | 0 | 0 | 0 | EIA-860, EIA-860M and EIA-923 | 201603
Estados Unidos | Juniper Canyon I Wind Project | Iberdrola Renewables Inc |  | 45.9215 | -120.235 | Bickleton | Klickitat | Washington | 99322 | 1050 East Rd | 151.2 | 151.2 | Eólica | Eólica | 0 | 0 | 0 | 0 | 0 | 0 | 0 | 0 | 151.2 | 0 | 0 | 0 | EIA-860, EIA-860M and EIA-923 | 201603
Estados Unidos | Mayberry Solar LLC | Mayberry Solar LLC |  | 36.4767 | -80.6011 | Mt. Airy | Surry | North Carolina | 27030 | Wastewater Treatment Rd | 1.2 | 1.2 | Solar | Solar | 0 | 0 | 0 | 0 | 0 | 0 | 0 | 1.2 | 0 | 0 | 0 | 0 | EIA-860, EIA-860M and EIA-923 | 201603
Estados Unidos | Sierra SunTower Solar Gen Station | Sierra SunTower LLC |  | 34.7306 | -118.135 | Lancaster | Los Angeles | California | 93534 | 450 West Avenue G | 3.2 | 3.2 | Solar | Solar | 0 | 0 | 0 | 0 | 0 | 0 | 0 | 3.2 | 0 | 0 | 0 | 0 | EIA-860, EIA-860M and EIA-923 | 201603
Estados Unidos | FPL Energy Illinois Wind LLC | FPL Energy Illinois Wind LLC |  | 41.7678 | -88.8867 | Shabbona | DeKalb | Illinois | 60550 | 1008 W. Comanche Ave. | 217.5 | 217.5 | Eólica | Eólica | 0 | 0 | 0 | 0 | 0 | 0 | 0 | 0 | 217.5 | 0 | 0 | 0 | EIA-860, EIA-860M and EIA-923 | 201603
Estados Unidos | Sunray Wind I | Diamond Shamrock Refining Company LP |  | 35.9454 | -101.9 | Sunray | Moore | Texas | 79086 | 6701 FM119 | 49.5 | 49.5 | Eólica | Eólica | 0 | 0 | 0 | 0 | 0 | 0 | 0 | 0 | 49.5 | 0 | 0 | 0 | EIA-860, EIA-860M and EIA-923 | 201603
Estados Unidos | Top of the World Windpower Project | Duke Energy Top Of the World WindPower |  | 42.9258 | -105.787 | Glenrock | Converse | Wyoming | 82637 | 849 St. HWY 95 | 200 | 200 | Eólica | Eólica | 0 | 0 | 0 | 0 | 0 | 0 | 0 | 0 | 200 | 0 | 0 | 0 | EIA-860, EIA-860M and EIA-923 | 201603
Estados Unidos | Kent County Wastewater Treatment Solar | Kent County Levy Court Dept of Pub Work |  | 38.9931 | -75.4375 | Milford | Kent | Delaware | 19963 | 139 Milford Neck Road | 1.2 | 1.2 | Solar | Solar | 0 | 0 | 0 | 0 | 0 | 0 | 0 | 1.2 | 0 | 0 | 0 | 0 | EIA-860, EIA-860M and EIA-923 | 201603
Estados Unidos | Mojave Solar Project | Mojave Solar LLC |  | 35.0111 | -117.324 | Hinkley | San Bernardino | California | 92347 | 42134 Harper Lake Road | 250 | 250 | Solar | Solar | 0 | 0 | 0 | 0 | 0 | 0 | 0 | 250 | 0 | 0 | 0 | 0 | EIA-860, EIA-860M and EIA-923 | 201603
Estados Unidos | Crossroads Wind Farm | Oklahoma Gas & Electric Co |  | 36.035 | -98.7222 | Canton | Dewey | Oklahoma | 73724 | Rt 1 Box 162 | 227 | 227 | Eólica | Eólica | 0 | 0 | 0 | 0 | 0 | 0 | 0 | 0 | 227 | 0 | 0 | 0 | EIA-860, EIA-860M and EIA-923 | 201603
Estados Unidos | Leaning Juniper Wind Power II | Iberdrola Renewables Inc |  | 45.651 | -120.26 | Arlington | Gilliam | Oregon | 97812 | 72766 Rattlesnake Road | 201 | 201 | Eólica | Eólica | 0 | 0 | 0 | 0 | 0 | 0 | 0 | 0 | 201 | 0 | 0 | 0 | EIA-860, EIA-860M and EIA-923 | 201603
Estados Unidos | DE Solar 10240 Old Dowd Rd | Duke Energy Carolinas, LLC |  | 35.2458 | -80.9967 | Charlotte | Mecklenburg | North Carolina | 28214 | 10240 Old Dowd Rd | 1.9 | 1.9 | Solar | Solar | 0 | 0 | 0 | 0 | 0 | 0 | 0 | 1.9 | 0 | 0 | 0 | 0 | EIA-860, EIA-860M and EIA-923 | 201603
Estados Unidos | DE Solar 657 Brigham Rd | Duke Energy Carolinas, LLC |  | 36.1053 | -79.9692 | Greensboro | Guilford | North Carolina | 27409 | 657 Brigham Rd | 1.3 | 1.3 | Solar | Solar | 0 | 0 | 0 | 0 | 0 | 0 | 0 | 1.3 | 0 | 0 | 0 | 0 | EIA-860, EIA-860M and EIA-923 | 201603
Estados Unidos | DE Solar 1725 Drywall Dr | Duke Energy Carolinas, LLC |  | 35.3261 | -80.9967 | Mt. Holly | Gaston | North Carolina | 28210 | 1725 Drywall Dr | 1 | 1 | Solar | Solar | 0 | 0 | 0 | 0 | 0 | 0 | 0 | 1 | 0 | 0 | 0 | 0 | EIA-860, EIA-860M and EIA-923 | 201603
Estados Unidos | Dover Sun Park | White Oak Solar Energy LLC |  | 39.1836 | -75.5044 | Dover | Kent | Delaware | 19901 | 1455 White Oak Blvd | 10 | 10 | Solar | Solar | 0 | 0 | 0 | 0 | 0 | 0 | 0 | 10 | 0 | 0 | 0 | 0 | EIA-860, EIA-860M and EIA-923 | 201603
Estados Unidos | Roadrunner Solar | NRG Solar Roadrunner |  | 31.7928 | -106.673 | Santa Teresa | Dona Ana | New Mexico | 88044 | 6500 Bi-National Avenue | 20 | 20 | Solar | Solar | 0 | 0 | 0 | 0 | 0 | 0 | 0 | 20 | 0 | 0 | 0 | 0 | EIA-860, EIA-860M and EIA-923 | 201603
Estados Unidos | Silver Lake Solar Farm | Public Service Elec & Gas Co |  | 40.4948 | -74.3995 | Edison | Middlesex | New Jersey | 08817 | 410 Silver Lake Avenue | 1.7 | 1.7 | Solar | Solar | 0 | 0 | 0 | 0 | 0 | 0 | 0 | 1.7 | 0 | 0 | 0 | 0 | EIA-860, EIA-860M and EIA-923 | 201603
Estados Unidos | White Oak Energy LLC | White Oak Energy LLC |  | 40.5908 | -89.0467 | Carlock | McLean | Illinois | 61725 | 11827 East 2100 North Road | 150 | 150 | Eólica | Eólica | 0 | 0 | 0 | 0 | 0 | 0 | 0 | 0 | 150 | 0 | 0 | 0 | EIA-860, EIA-860M and EIA-923 | 201603
Estados Unidos | Cargill B6 Biofactory | Cargill Inc |  | 42.7167 | -114.617 | Jerome | Gooding | Idaho | 83338 | 3350 S. 2400 E. | 2.2 | 2.2 | Biomasa | Biomasa | 0 | 0 | 0 | 0 | 0 | 0 | 0 | 0 | 0 | 0 | 2.2 | 0 | EIA-860, EIA-860M and EIA-923 | 201603
Estados Unidos | Cargill Dry Creek Biofactory | AgPower DCD, LLC |  | 42.4249 | -114.229 | Hansen | Twin Falls | Idaho | 83344 | 2952 N 4200 E | 2.4 | 2.4 | Biomasa | Biomasa | 0 | 0 | 0 | 0 | 0 | 0 | 0 | 0 | 0 | 0 | 2.4 | 0 | EIA-860, EIA-860M and EIA-923 | 201603
Estados Unidos | Cargill Kettle Butte Biofactory | Cargill Inc |  | 43.6319 | -112.28 | Roberts | Jefferson | Idaho | 83444 | 20 N 2100 E | 1.8 | 1.8 | Biomasa | Biomasa | 0 | 0 | 0 | 0 | 0 | 0 | 0 | 0 | 0 | 0 | 1.8 | 0 | EIA-860, EIA-860M and EIA-923 | 201603
Estados Unidos | Elk City LLC | Elk City LLC |  | 35.4642 | -99.8983 | Sweetwater | Roger Mills | Oklahoma | 73666 | 17265 East 1070 Road | 198.1 | 198.1 | Eólica | Eólica | 0 | 0 | 0 | 0 | 0 | 0 | 0 | 0 | 198.1 | 0 | 0 | 0 | EIA-860, EIA-860M and EIA-923 | 201603
Estados Unidos | Baldwin Wind LLC | Baldwin Wind LLC |  | 47.1133 | -100.709 | Wilton | Burleigh | North Dakota | 58579 | 5120 279th Ave NE | 102.4 | 102.4 | Eólica | Eólica | 0 | 0 | 0 | 0 | 0 | 0 | 0 | 0 | 102.4 | 0 | 0 | 0 | EIA-860, EIA-860M and EIA-923 | 201603
Estados Unidos | Portsmouth Wind Turbine | Town of Portsmouth |  | 41.6144 | -71.2514 | Portsmouth | Newport | Rhode Island | 02871 | Education Lane | 1.5 | 1.5 | Eólica | Eólica | 0 | 0 | 0 | 0 | 0 | 0 | 0 | 0 | 1.5 | 0 | 0 | 0 | EIA-860, EIA-860M and EIA-923 | 201603
Estados Unidos | Uilk Wind LLC | Renew Energy Maintenance LLC |  | 43.9811 | -96.4269 | Pipestone | Pipestone | Minnesota | 56164 | 266 Hwy 30 | 4.5 | 4.5 | Eólica | Eólica | 0 | 0 | 0 | 0 | 0 | 0 | 0 | 0 | 4.5 | 0 | 0 | 0 | EIA-860, EIA-860M and EIA-923 | 201603
Estados Unidos | Trenton Solar Farm | Public Service Elec & Gas Co |  | 40.2314 | -74.7539 | Trenton | Mercer | New Jersey | 08638 | 500-520 Brunswick Avenue | 1 | 1 | Solar | Solar | 0 | 0 | 0 | 0 | 0 | 0 | 0 | 1 | 0 | 0 | 0 | 0 | EIA-860, EIA-860M and EIA-923 | 201603
Estados Unidos | Thermo No 1 | Thermo No 1 BE 01 LLC |  | 38.1607 | -113.194 | Milford | Beaver | Utah | 84751 | 7966 West Southside Rd | 14 | 14 | Geotérmica | Geotérmica | 0 | 0 | 0 | 0 | 0 | 0 | 0 | 0 | 0 | 14 | 0 | 0 | EIA-860, EIA-860M and EIA-923 | 201603
Estados Unidos | Fox Island Wind LLC | Fox Island Wind LLC |  | 44.0942 | -68.8658 | Vinalhaven | Knox | Maine | 04863 | Zion Farm Rd. | 4.5 | 4.5 | Eólica | Eólica | 0 | 0 | 0 | 0 | 0 | 0 | 0 | 0 | 4.5 | 0 | 0 | 0 | EIA-860, EIA-860M and EIA-923 | 201603
Estados Unidos | Henrico | Industrial Power Generating Company LLC |  | 37.6788 | -77.5678 | Glen Allen | Henrico | Virginia | 23059 | 10610 Fords Country Lane | 3.6 | 3.6 | Biomasa | Biomasa | 0 | 0 | 0 | 0 | 0 | 0 | 0 | 0 | 0 | 0 | 3.6 | 0 | EIA-860, EIA-860M and EIA-923 | 201603
Estados Unidos | Red Mesa Wind LLC | Red Mesa Wind LLC |  | 35.2689 | -107.383 | Seboyeta | Sandoval | New Mexico | 87014 | 401 Red Mesa Road | 102.4 | 102.4 | Eólica | Eólica | 0 | 0 | 0 | 0 | 0 | 0 | 0 | 0 | 102.4 | 0 | 0 | 0 | EIA-860, EIA-860M and EIA-923 | 201603
Estados Unidos | Keenan II Renewable Energy Co LLC | CPV Keenan II Renewable Energy Co LLC |  | 36.2761 | -99.4908 | Woodward | Woodward | Oklahoma | 73801 | 197352 East County Road 51 | 151.8 | 151.8 | Eólica | Eólica | 0 | 0 | 0 | 0 | 0 | 0 | 0 | 0 | 151.8 | 0 | 0 | 0 | EIA-860, EIA-860M and EIA-923 | 201603
Estados Unidos | Avenal Park | Avenal Solar Holdings LLC |  | 35.9897 | -120.11 | Avenal | Kings | California | 93204 | 36th Avenue | 6 | 6 | Solar | Solar | 0 | 0 | 0 | 0 | 0 | 0 | 0 | 6 | 0 | 0 | 0 | 0 | EIA-860, EIA-860M and EIA-923 | 201603
Estados Unidos | Sun City Project LLC | Avenal Solar Holdings LLC |  | 35.9831 | -120.11 | Avenal | Kings | California | 93204 | 36th Avenue | 20 | 20 | Solar | Solar | 0 | 0 | 0 | 0 | 0 | 0 | 0 | 20 | 0 | 0 | 0 | 0 | EIA-860, EIA-860M and EIA-923 | 201603
Estados Unidos | Sand Drag LLC | Avenal Solar Holdings LLC |  | 35.9828 | -120.11 | Avenal | Kings | California | 93204 | 36th Avenue | 19 | 19 | Solar | Solar | 0 | 0 | 0 | 0 | 0 | 0 | 0 | 19 | 0 | 0 | 0 | 0 | EIA-860, EIA-860M and EIA-923 | 201603
Estados Unidos | Morgantown Solar Park | The Hankin Group |  | 40.1521 | -75.8659 | Morgantown | Berks | Pennsylvania | 19543 | 32 Timber Road | 1.6 | 1.6 | Solar | Solar | 0 | 0 | 0 | 0 | 0 | 0 | 0 | 1.6 | 0 | 0 | 0 | 0 | EIA-860, EIA-860M and EIA-923 | 201603
Estados Unidos | 510 REPP One | 510 REPP One LLC |  | 36.4972 | -77.6058 | Garysburg | Northampton | North Carolina | 27831 | 964 Lebanon Church Rd | 1.3 | 1.3 | Solar | Solar | 0 | 0 | 0 | 0 | 0 | 0 | 0 | 1.3 | 0 | 0 | 0 | 0 | EIA-860, EIA-860M and EIA-923 | 201603
Estados Unidos | Siphon Drop Power Plant | Yuma County Water User's Association |  | 32.7792 | -114.634 | Winterhaven | Imperial | California | 92283 | All-American Canal at Yuma | 4.4 | 4.4 | Hidroeléctrica | Hidroeléctrica | 0 | 0 | 0 | 0 | 4.4 | 0 | 0 | 0 | 0 | 0 | 0 | 0 | EIA-860, EIA-860M and EIA-923 | 201603
Estados Unidos | MP Durham LLC | MP Durham LLC |  | 36.0311 | -78.86 | Durham | Durham | North Carolina | 27704 | 2115 East Club Blvd | 3.3 | 3.3 | Biomasa | Biomasa | 0 | 0 | 0 | 0 | 0 | 0 | 0 | 0 | 0 | 0 | 3.3 | 0 | EIA-860, EIA-860M and EIA-923 | 201603
Estados Unidos | MP Wayne LLC | MP Wayne LLC |  | 35.2889 | -78.0703 | Dudley | Wayne | North Carolina | 28333 | 460B South Landfill Road | 3.3 | 3.3 | Biomasa | Biomasa | 0 | 0 | 0 | 0 | 0 | 0 | 0 | 0 | 0 | 0 | 3.3 | 0 | EIA-860, EIA-860M and EIA-923 | 201603
Estados Unidos | Pocono Solar Project | Pocono International Raceway Inc |  | 41.061 | -75.5149 | Long Pond | Monroe | Pennsylvania | 18334 | 1207 Long Pond Road | 3 | 3 | Solar | Solar | 0 | 0 | 0 | 0 | 0 | 0 | 0 | 3 | 0 | 0 | 0 | 0 | EIA-860, EIA-860M and EIA-923 | 201603
Estados Unidos | Cogentrix of Alamosa | Alamosa Operating Services LLC |  | 37.5986 | -105.956 | Mosca | Alamosa | Colorado | 81146 | 4533 Lane 2 North | 30 | 30 | Solar | Solar | 0 | 0 | 0 | 0 | 0 | 0 | 0 | 30 | 0 | 0 | 0 | 0 | EIA-860, EIA-860M and EIA-923 | 201603
Estados Unidos | Questa Solar Facility | Chevron Technology Ventures |  | 36.7169 | -105.609 | Questa | Taos | New Mexico | 87556 | 24 Abra Road | 1 | 1 | Solar | Solar | 0 | 0 | 0 | 0 | 0 | 0 | 0 | 1 | 0 | 0 | 0 | 0 | EIA-860, EIA-860M and EIA-923 | 201603
Estados Unidos | Bellevue Solar Project | EDF Renewable Asset Holdings, Inc. |  | 45.1122 | -123.235 | Amnity | Yamhill | Oregon | 97101 | Bellevue Highway | 1.6 | 1.6 | Solar | Solar | 0 | 0 | 0 | 0 | 0 | 0 | 0 | 1.6 | 0 | 0 | 0 | 0 | EIA-860, EIA-860M and EIA-923 | 201603
Estados Unidos | Agua Caliente Solar Project | Agua Caliente Solar |  | 32.9774 | -113.494 | Dateland | Yuma | Arizona | 85333 | 67500 East Palomas Rd | 347.7 | 347.7 | Solar | Solar | 0 | 0 | 0 | 0 | 0 | 0 | 0 | 347.7 | 0 | 0 | 0 | 0 | EIA-860, EIA-860M and EIA-923 | 201603
Estados Unidos | Lakefield Wind Project LLC | EDF Renewable Asset Holdings, Inc. |  | 43.675 | -95.1567 | Lakefield | Jackson | Minnesota | 56150 | 502 South. Highway 86 | 205.5 | 205.5 | Eólica | Eólica | 0 | 0 | 0 | 0 | 0 | 0 | 0 | 0 | 205.5 | 0 | 0 | 0 | EIA-860, EIA-860M and EIA-923 | 201603
Estados Unidos | Adams Wind Generations LLC | Adams Wind Generations LLC |  | 44.9169 | -94.7356 | cosmos | Meeker | Minnesota | 56228 | 12756 545th Avenue | 20 | 20 | Eólica | Eólica | 0 | 0 | 0 | 0 | 0 | 0 | 0 | 0 | 20 | 0 | 0 | 0 | EIA-860, EIA-860M and EIA-923 | 201603
Estados Unidos | Jersey Valley Geothermal Power Plant | Ormat Nevada Inc |  | 40.1808 | -117.474 | Imlay | Pershing | Nevada | 89418 | Jersey Valley Rd | 12.5 | 12.5 | Geotérmica | Geotérmica | 0 | 0 | 0 | 0 | 0 | 0 | 0 | 0 | 0 | 12.5 | 0 | 0 | EIA-860, EIA-860M and EIA-923 | 201603
Estados Unidos | Greater Sandhill I | Greater Sandhill I LLC |  | 37.6855 | -105.891 | mosca | Alamosa | Colorado | 81146 | County Road 108 & Eightmile Ln | 19 | 19 | Solar | Solar | 0 | 0 | 0 | 0 | 0 | 0 | 0 | 19 | 0 | 0 | 0 | 0 | EIA-860, EIA-860M and EIA-923 | 201603
Estados Unidos | AV Solar Ranch One | AV Solar Ranch 1 LLC |  | 34.7803 | -118.424 | Lancaster | Los Angeles | California | 93536 | 49881 West 170 St. | 241.5 | 241.5 | Solar | Solar | 0 | 0 | 0 | 0 | 0 | 0 | 0 | 241.5 | 0 | 0 | 0 | 0 | EIA-860, EIA-860M and EIA-923 | 201603
Estados Unidos | Dry Lake Wind II LLC | Iberdrola Renewables Inc |  | 34.6062 | -110.173 | Herber | Navajo | Arizona | 85928 | 533 SR 377 | 65.1 | 65.1 | Eólica | Eólica | 0 | 0 | 0 | 0 | 0 | 0 | 0 | 0 | 65.1 | 0 | 0 | 0 | EIA-860, EIA-860M and EIA-923 | 201603
Estados Unidos | New England Wind LLC | Iberdrola Renewables Inc |  | 42.7297 | -73.0236 | Monroe | Berkshire | Massachusetts | 01350 | Bakke Ridge | 28.5 | 28.5 | Eólica | Eólica | 0 | 0 | 0 | 0 | 0 | 0 | 0 | 0 | 28.5 | 0 | 0 | 0 | EIA-860, EIA-860M and EIA-923 | 201603
Estados Unidos | Linden Solar Farm | Public Service Elec & Gas Co |  | 40.62 | -74.2144 | Linden | Union | New Jersey | 07036 | South Wood Avenue | 2.7 | 2.7 | Solar | Solar | 0 | 0 | 0 | 0 | 0 | 0 | 0 | 2.7 | 0 | 0 | 0 | 0 | EIA-860, EIA-860M and EIA-923 | 201603
Estados Unidos | Yardville Solar Farm | Public Service Elec & Gas Co |  | 40.1688 | -74.6567 | Hamilton | Mercer | New Jersey | 08611 | Broad Street | 3.6 | 3.6 | Solar | Solar | 0 | 0 | 0 | 0 | 0 | 0 | 0 | 3.6 | 0 | 0 | 0 | 0 | EIA-860, EIA-860M and EIA-923 | 201603
Estados Unidos | WEA Texas Bayonne | Public Service Elec & Gas Co |  | 40.6772 | -74.0919 | Bayonne | Hudson | New Jersey | 07002 | 30-100 Pulaski Street | 1.5 | 1.5 | Solar | Solar | 0 | 0 | 0 | 0 | 0 | 0 | 0 | 1.5 | 0 | 0 | 0 | 0 | EIA-860, EIA-860M and EIA-923 | 201603
Estados Unidos | Matrix Buildings A&B (Perth Amboy) Solar | Public Service Elec & Gas Co |  | 40.5342 | -74.2753 | Perth Amboy | Middlesex | New Jersey | 08861 | 1000 & 1050 Amboy Avenue | 6 | 6 | Solar | Solar | 0 | 0 | 0 | 0 | 0 | 0 | 0 | 6 | 0 | 0 | 0 | 0 | EIA-860, EIA-860M and EIA-923 | 201603
Estados Unidos | Community Wind North LLC | NRG Energy Gas & Wind Holdings Inc |  | 44.2456 | -96.4064 | Verdi Township | Lincoln | Minnesota | 56136 | Verdi Township | 30 | 30 | Eólica | Eólica | 0 | 0 | 0 | 0 | 0 | 0 | 0 | 0 | 30 | 0 | 0 | 0 | EIA-860, EIA-860M and EIA-923 | 201603
Estados Unidos | Ridgewind | Ridgewind Power Partners LLC |  | 44.0189 | -96.0653 | Woodstock | Pipestone | Minnesota | 56186 | 1169 County Line Ave | 25.3 | 25.3 | Eólica | Eólica | 0 | 0 | 0 | 0 | 0 | 0 | 0 | 0 | 25.3 | 0 | 0 | 0 | EIA-860, EIA-860M and EIA-923 | 201603
Estados Unidos | Ashtabula Wind III LLC | Ashtabula Wind III LLC |  | 47.1242 | -97.8956 | Luverne | Barnes | North Dakota | 58056 | 12306 20th St NE | 62.4 | 62.4 | Eólica | Eólica | 0 | 0 | 0 | 0 | 0 | 0 | 0 | 0 | 62.4 | 0 | 0 | 0 | EIA-860, EIA-860M and EIA-923 | 201603
Estados Unidos | GSK York RDC Solar Facility | GlaxoSmithKline Consumer Healthcare L P |  | 40.0439 | -76.7355 | York | York | Pennsylvania | 17406 | 105 Willow Springs Lane | 1.6 | 1.6 | Solar | Solar | 0 | 0 | 0 | 0 | 0 | 0 | 0 | 1.6 | 0 | 0 | 0 | 0 | EIA-860, EIA-860M and EIA-923 | 201603
Estados Unidos | UASTP I | Tucson Electric Power Co |  | 32.097 | -110.811 | Tucson | Pima | Arizona | 85747 | 9070 S. Rita Road | 1.2 | 1.2 | Solar | Solar | 0 | 0 | 0 | 0 | 0 | 0 | 0 | 1.2 | 0 | 0 | 0 | 0 | EIA-860, EIA-860M and EIA-923 | 201603
Estados Unidos | Big Sky Dairy Digester | DF-AP #1 LLC |  | 42.8656 | -114.791 | Gooding | Gooding | Idaho | 83330 | 2395 S. 1500 E. | 1.4 | 1.4 | Biomasa | Biomasa | 0 | 0 | 0 | 0 | 0 | 0 | 0 | 0 | 0 | 0 | 1.4 | 0 | EIA-860, EIA-860M and EIA-923 | 201603
Estados Unidos | Genesis Solar Energy Project | Genesis Solar LLC |  | 33.665 | -114.998 | Blythe | Riverside | California | 92225 | 11995 Wiley's Road | 250 | 250 | Solar | Solar | 0 | 0 | 0 | 0 | 0 | 0 | 0 | 250 | 0 | 0 | 0 | 0 | EIA-860, EIA-860M and EIA-923 | 201603
Estados Unidos | Danielson Wind Farms LLC | Danielson Wind Farms LLC |  | 45.0717 | -94.7522 | Atwater | Kandiyohi | Minnesota | 56209 | 51815 220th Street | 20 | 20 | Eólica | Eólica | 0 | 0 | 0 | 0 | 0 | 0 | 0 | 0 | 20 | 0 | 0 | 0 | EIA-860, EIA-860M and EIA-923 | 201603
Estados Unidos | Dow Jones South Brunswick Solar | Dow Jones & Co |  | 40.3698 | -74.5869 | Monmouth Junction | Middlesex | New Jersey | 08852 | 4300 US Highway 1 | 4.1 | 4.1 | Solar | Solar | 0 | 0 | 0 | 0 | 0 | 0 | 0 | 4.1 | 0 | 0 | 0 | 0 | EIA-860, EIA-860M and EIA-923 | 201603
Estados Unidos | Cannelton Hydroelectric Plant | American Mun Power-Ohio, Inc |  | 37.8997 | -86.7058 | Hawesville | Hancock | Kentucky | 42348 | 700 West Wecor Road | 58.6 | 58.6 | Hidroeléctrica | Hidroeléctrica | 0 | 0 | 0 | 0 | 58.6 | 0 | 0 | 0 | 0 | 0 | 0 | 0 | EIA-860, EIA-860M and EIA-923 | 201603
Estados Unidos | Willow Island Hydroelectric Plant | American Mun Power-Ohio, Inc |  | 39.3578 | -81.3179 | Willow Island | Pleasants | West Virginia | 26134 | 32400 WV 2 | 44 | 44 | Hidroeléctrica | Hidroeléctrica | 0 | 0 | 0 | 0 | 44 | 0 | 0 | 0 | 0 | 0 | 0 | 0 | EIA-860, EIA-860M and EIA-923 | 201603
Estados Unidos | Taylorsville Solar LLC | Taylorsville Solar LLC |  | 35.9091 | -81.1525 | Taylorsville | Alexander | North Carolina | 28681 | 677 Boston Road | 1 | 1 | Solar | Solar | 0 | 0 | 0 | 0 | 0 | 0 | 0 | 1 | 0 | 0 | 0 | 0 | EIA-860, EIA-860M and EIA-923 | 201603
Estados Unidos | Northwest Regional | WM Renewable Energy LLC |  | 33.6819 | -112.477 | Surprise | Maricopa | Arizona | 85387 | 19401 W Deer Valley Road | 3.2 | 3.2 | Biomasa | Biomasa | 0 | 0 | 0 | 0 | 0 | 0 | 0 | 0 | 0 | 0 | 3.2 | 0 | EIA-860, EIA-860M and EIA-923 | 201603
Estados Unidos | Oneida Herkimer | WM Renewable Energy LLC |  | 43.4622 | -75.4183 | Boonville | Oneida | New York | 13309 | 7044 State Route 294 | 3.2 | 3.2 | Biomasa | Biomasa | 0 | 0 | 0 | 0 | 0 | 0 | 0 | 0 | 0 | 0 | 3.2 | 0 | EIA-860, EIA-860M and EIA-923 | 201603
Estados Unidos | Eagle Valley (MI) | WM Renewable Energy LLC |  | 42.7225 | -83.2631 | Orion | Oakland | Michigan | 48359 | 600 W Silver Bell Road | 3.2 | 3.2 | Biomasa | Biomasa | 0 | 0 | 0 | 0 | 0 | 0 | 0 | 0 | 0 | 0 | 3.2 | 0 | EIA-860, EIA-860M and EIA-923 | 201603
Estados Unidos | Prairie View IL | WM Renewable Energy LLC |  | 41.3431 | -88.1014 | Wilmington | Will | Illinois | 60481 | 29755 S Prairie View Drive | 4.8 | 4.8 | Biomasa | Biomasa | 0 | 0 | 0 | 0 | 0 | 0 | 0 | 0 | 0 | 0 | 4.8 | 0 | EIA-860, EIA-860M and EIA-923 | 201603
Estados Unidos | Prairie Bluff | WM Renewable Energy LLC |  | 33.9544 | -88.9925 | Houston | Chickasaw | Mississippi | 38851 | 1649 Highway 15 North | 1.6 | 1.6 | Biomasa | Biomasa | 0 | 0 | 0 | 0 | 0 | 0 | 0 | 0 | 0 | 0 | 1.6 | 0 | EIA-860, EIA-860M and EIA-923 | 201603
Estados Unidos | West Camden | WM Renewable Energy LLC |  | 36.0311 | -88.1028 | Camden | Benton | Tennessee | 38320 | 2410 Highway 70 West | 4.8 | 4.8 | Biomasa | Biomasa | 0 | 0 | 0 | 0 | 0 | 0 | 0 | 0 | 0 | 0 | 4.8 | 0 | EIA-860, EIA-860M and EIA-923 | 201603
Estados Unidos | Geneva | WM Renewable Energy LLC |  | 41.795 | -80.91 | Geneva | Ashtabula | Ohio | 44041 | 4339 Tuttle Road | 4 | 4 | Biomasa | Biomasa | 0 | 0 | 0 | 0 | 0 | 0 | 0 | 0 | 0 | 0 | 4 | 0 | EIA-860, EIA-860M and EIA-923 | 201603
Estados Unidos | Mahoning | WM Renewable Energy LLC |  | 40.9144 | -80.5861 | New Springfield | Mahoning | Ohio | 44443 | 3510 E Garfield Road | 4 | 4 | Biomasa | Biomasa | 0 | 0 | 0 | 0 | 0 | 0 | 0 | 0 | 0 | 0 | 4 | 0 | EIA-860, EIA-860M and EIA-923 | 201603
Estados Unidos | Notus Wind 1 | Notus Clean Energy LLC |  | 41.6083 | -70.6089 | Hyannis | Barnstable | Massachusetts | 02601 | 62 Pine Street | 1.7 | 1.7 | Eólica | Eólica | 0 | 0 | 0 | 0 | 0 | 0 | 0 | 0 | 1.7 | 0 | 0 | 0 | EIA-860, EIA-860M and EIA-923 | 201603
Estados Unidos | Sherbino II | AE Power Services LLC |  | 30.7726 | -102.506 | Fort Stockton | Pecos | Texas | 79735 | 568 PR 6038 | 147.5 | 147.5 | Eólica | Eólica | 0 | 0 | 0 | 0 | 0 | 0 | 0 | 0 | 147.5 | 0 | 0 | 0 | EIA-860, EIA-860M and EIA-923 | 201603
Estados Unidos | Elk Wind Farm | Elk Wind Energy LLC |  | 42.5839 | -91.3708 | Greeley | Delaware | Iowa | 52050 | 1419 220th Avenue | 40.8 | 40.8 | Eólica | Eólica | 0 | 0 | 0 | 0 | 0 | 0 | 0 | 0 | 40.8 | 0 | 0 | 0 | EIA-860, EIA-860M and EIA-923 | 201603
Estados Unidos | RPI Fuel Cell LLC | RP1 Fuel Cell LLC |  | 34.0286 | -117.601 | Ontario | San Bernardino | California | 91761 | 2662 East Walnut Street | 1 | 1 | Biomasa | Biomasa | 0 | 0 | 0 | 0 | 0 | 0 | 0 | 0 | 0 | 0 | 1 | 0 | EIA-860, EIA-860M and EIA-923 | 201603
Estados Unidos | UTS SJ1 LLC | UTS SJ1 LLC |  | 37.4331 | -121.942 | San Jose | Santa Clara | California | 95134 | 700 Los Esteros Road | 1.4 | 1.4 | Biomasa | Biomasa | 0 | 0 | 0 | 0 | 0 | 0 | 0 | 0 | 0 | 0 | 1.4 | 0 | EIA-860, EIA-860M and EIA-923 | 201603
Estados Unidos | Gratiot Wind Park | DTE Electric Company |  | 43.4339 | -84.4975 | Breckenridge | Gratiot | Michigan | 48615 | 7330 E. Monroe Rd | 102 | 102 | Eólica | Eólica | 0 | 0 | 0 | 0 | 0 | 0 | 0 | 0 | 102 | 0 | 0 | 0 | EIA-860, EIA-860M and EIA-923 | 201603
Estados Unidos | Yolo County Solar Project | Yolo County of |  | 38.6597 | -121.729 | Woodland | Yolo | California | 95695 | 2420 East Gibson Street | 1 | 1 | Solar | Solar | 0 | 0 | 0 | 0 | 0 | 0 | 0 | 1 | 0 | 0 | 0 | 0 | EIA-860, EIA-860M and EIA-923 | 201603
Estados Unidos | Buffalo Ridge II LLC | Iberdrola Renewables Inc |  | 44.5281 | -96.6267 | Elkton | Brookings | South Dakota | 57026 | 21006 486th Avenue | 210 | 210 | Eólica | Eólica | 0 | 0 | 0 | 0 | 0 | 0 | 0 | 0 | 210 | 0 | 0 | 0 | EIA-860, EIA-860M and EIA-923 | 201603
Estados Unidos | Double A Digester | AgPower Jerome LLC |  | 42.8539 | -114.472 | Jerome | Jerome | Idaho | 83338 | 305 County Line Road | 4.5 | 4.5 | Biomasa | Biomasa | 0 | 0 | 0 | 0 | 0 | 0 | 0 | 0 | 0 | 0 | 4.5 | 0 | EIA-860, EIA-860M and EIA-923 | 201603
Estados Unidos | Ryegrass Windfarm | Aegis Renewables LLC |  | 43.0371 | -115.44 | Glenns Ferry | Elmore | Idaho | 83623 | 6000 N Foxtail Way | 23 | 23 | Eólica | Eólica | 0 | 0 | 0 | 0 | 0 | 0 | 0 | 0 | 23 | 0 | 0 | 0 | EIA-860, EIA-860M and EIA-923 | 201603
Estados Unidos | Hammett Hill Windfarm | Aegis Renewables LLC |  | 43.0061 | -115.463 | Glenns Ferry | Elmore | Idaho | 83623 | 6000 N Foxtail Way | 23 | 23 | Eólica | Eólica | 0 | 0 | 0 | 0 | 0 | 0 | 0 | 0 | 23 | 0 | 0 | 0 | EIA-860, EIA-860M and EIA-923 | 201603
Estados Unidos | Mainline Windfarm | Aegis Renewables LLC |  | 43.0484 | -115.413 | Glenns Ferry | Elmore | Idaho | 83623 | 6000 N Foxtail Way | 23 | 23 | Eólica | Eólica | 0 | 0 | 0 | 0 | 0 | 0 | 0 | 0 | 23 | 0 | 0 | 0 | EIA-860, EIA-860M and EIA-923 | 201603
Estados Unidos | Desert Meadow Windfarm | Aegis Renewables LLC |  | 43.0566 | -115.452 | Glenns Ferry | Elmore | Idaho | 83623 | 6000 N Foxtail Way | 23 | 23 | Eólica | Eólica | 0 | 0 | 0 | 0 | 0 | 0 | 0 | 0 | 23 | 0 | 0 | 0 | EIA-860, EIA-860M and EIA-923 | 201603
Estados Unidos | Cold Springs Windfarm | Aegis Renewables LLC |  | 43.0281 | -115.4 | Glenns Ferry | Elmore | Idaho | 83623 | 6000 N Foxtail Way | 23 | 23 | Eólica | Eólica | 0 | 0 | 0 | 0 | 0 | 0 | 0 | 0 | 23 | 0 | 0 | 0 | EIA-860, EIA-860M and EIA-923 | 201603
Estados Unidos | Oak Glen Wind Farm | Minnesota Municipal Power Agny |  | 43.9206 | -93.1406 | Blooming Prairie | Steele | Minnesota | 55319 | 4401-5399 SE 118th Street | 44 | 44 | Eólica | Eólica | 0 | 0 | 0 | 0 | 0 | 0 | 0 | 0 | 44 | 0 | 0 | 0 | EIA-860, EIA-860M and EIA-923 | 201603
Estados Unidos | Bellefontaine Gas Producers LLC | Bellefontaine Gas Producers LLC |  | 40.4108 | -83.7179 | Bellefontaine | Logan | Ohio | 43311 | 2946 US Route 68 North | 4.8 | 4.8 | Biomasa | Biomasa | 0 | 0 | 0 | 0 | 0 | 0 | 0 | 0 | 0 | 0 | 4.8 | 0 | EIA-860, EIA-860M and EIA-923 | 201603
Estados Unidos | Valley View Transmission LLC | Valley View Transmission LLC |  | 43.9028 | -96.0217 | Edgerton | Murray | Minnesota | 56122 | 399 15th Avenue | 10 | 10 | Eólica | Eólica | 0 | 0 | 0 | 0 | 0 | 0 | 0 | 0 | 10 | 0 | 0 | 0 | EIA-860, EIA-860M and EIA-923 | 201603
Estados Unidos | Solar Star North Carolina II LLC | Solar Star North Carolina II LLC |  | 36.5061 | -77.0642 | Murfreesboro | Hertford | North Carolina | 27855 | US-158 | 5 | 5 | Solar | Solar | 0 | 0 | 0 | 0 | 0 | 0 | 0 | 5 | 0 | 0 | 0 | 0 | EIA-860, EIA-860M and EIA-923 | 201603
Estados Unidos | Davidson Gas Producers LLC | Davidson Gas Producers LLC |  | 35.8413 | -80.1835 | Lexington | Davidson | North Carolina | 27292 | 1211 Davidson County Landfill | 1.6 | 1.6 | Biomasa | Biomasa | 0 | 0 | 0 | 0 | 0 | 0 | 0 | 0 | 0 | 0 | 1.6 | 0 | EIA-860, EIA-860M and EIA-923 | 201603
Estados Unidos | Juniper Ridge Hydroelectric Project | Central Oregon Irrigation Dist |  | 44.1427 | -121.27 | Bend | Deschutes | Oregon | 97701 | 6455 N Highway 97 | 3.3 | 3.3 | Hidroeléctrica | Hidroeléctrica | 0 | 0 | 0 | 0 | 3.3 | 0 | 0 | 0 | 0 | 0 | 0 | 0 | EIA-860, EIA-860M and EIA-923 | 201603
Estados Unidos | 6th St Solar Park of Gainesville FL | 6th St Solar Park of Gainesville FL |  | 29.7 | -82.3333 | Gainesville | Alachua | Florida | 32609 | 4911 NW 6th Street | 1.6 | 1.6 | Solar | Solar | 0 | 0 | 0 | 0 | 0 | 0 | 0 | 1.6 | 0 | 0 | 0 | 0 | EIA-860, EIA-860M and EIA-923 | 201603
Estados Unidos | California Valley Solar Ranch | High Plains Ranch II, LLC |  | 35.3237 | -119.917 | California Valley | San Luis Obispo | California | 93453 | 13505 Carrisa Highway | 249.8 | 249.8 | Solar | Solar | 0 | 0 | 0 | 0 | 0 | 0 | 0 | 249.8 | 0 | 0 | 0 | 0 | EIA-860, EIA-860M and EIA-923 | 201603
Estados Unidos | Solar Photovoltaic Project #42 | Southern California Edison Co |  | 36.0281 | -119.075 | Tulare | Tulare | California | 93257 | 2782 West Edison Court | 5 | 5 | Solar | Solar | 0 | 0 | 0 | 0 | 0 | 0 | 0 | 5 | 0 | 0 | 0 | 0 | EIA-860, EIA-860M and EIA-923 | 201603
Estados Unidos | Silver State Solar Power North | Enbridge |  | 35.7931 | -115.35 | Primm | Clark | Nevada | 89019 | 1250 East Primm Blvd | 50 | 50 | Solar | Solar | 0 | 0 | 0 | 0 | 0 | 0 | 0 | 50 | 0 | 0 | 0 | 0 | EIA-860, EIA-860M and EIA-923 | 201603
Estados Unidos | Pine Tree Acres WM LFGTE | WM Renewable Energy LLC |  | 42.765 | -82.7456 | Lenox | Macomb | Michigan | 48048 | 36600 29 Mile Road | 12.8 | 12.8 | Biomasa | Biomasa | 0 | 0 | 0 | 0 | 0 | 0 | 0 | 0 | 0 | 0 | 12.8 | 0 | EIA-860, EIA-860M and EIA-923 | 201603
Estados Unidos | Two Ponds Windfarm | Aegis Renewables LLC |  | 43.0338 | -115.483 | Glenns Ferry | Elmore | Idaho | 83623 | 6000 N Foxtail Way | 23 | 23 | Eólica | Eólica | 0 | 0 | 0 | 0 | 0 | 0 | 0 | 0 | 23 | 0 | 0 | 0 | EIA-860, EIA-860M and EIA-923 | 201603
Estados Unidos | McGinness Hills | Ormat Nevada Inc |  | 39.5911 | -116.912 | Austin | Lander | Nevada | 89310 | Unknown | 60 | 60 | Geotérmica | Geotérmica | 0 | 0 | 0 | 0 | 0 | 0 | 0 | 0 | 0 | 60 | 0 | 0 | EIA-860, EIA-860M and EIA-923 | 201603
Estados Unidos | Laurel Mountain | AES Wind Generation Inc |  | 39.0072 | -79.8866 | Belington | Barbour | West Virginia | 26250 | 57 Turbine View Road | 129.6 | 97.6 | Eólica | Eólica | 0 | 0 | 0 | 32 | 0 | 0 | 0 | 0 | 97.6 | 0 | 0 | 0 | EIA-860, EIA-860M and EIA-923 | 201603
Estados Unidos | Pilesgrove | Consolidated Edison Development Inc. |  | 39.613 | -75.3095 | Pilesgrove | Salem | New Jersey | 08098 | 388 Mannington-Yorketown Road | 17.7 | 17.7 | Solar | Solar | 0 | 0 | 0 | 0 | 0 | 0 | 0 | 17.7 | 0 | 0 | 0 | 0 | EIA-860, EIA-860M and EIA-923 | 201603
Estados Unidos | Blue Creek Wind Project | Iberdrola Renewables Inc |  | 40.9315 | -84.5618 | Paulding | Van Wert | Ohio | 45616 | 10900 Road 24 | 302 | 302 | Eólica | Eólica | 0 | 0 | 0 | 0 | 0 | 0 | 0 | 0 | 302 | 0 | 0 | 0 | EIA-860, EIA-860M and EIA-923 | 201603
Estados Unidos | Tuscarora Geothermal Power Plant | Ormat Nevada Inc |  | 41.4828 | -116.151 | Tuscarora | Elko | Nevada | 89834 | Spanish Ranch Road | 18 | 18 | Geotérmica | Geotérmica | 0 | 0 | 0 | 0 | 0 | 0 | 0 | 0 | 0 | 18 | 0 | 0 | EIA-860, EIA-860M and EIA-923 | 201603
Estados Unidos | NRG Solar Borrego I | NRG Solar Borrego I |  | 33.2989 | -116.351 | Borrego Springs | San Diego | California | 92004 | South of Henderson County Road | 26 | 26 | Solar | Solar | 0 | 0 | 0 | 0 | 0 | 0 | 0 | 26 | 0 | 0 | 0 | 0 | EIA-860, EIA-860M and EIA-923 | 201603
Estados Unidos | San Emidio | USG Nevada LLC |  | 40.3806 | -119.4 | Gerlach | Washoe | Nevada | 89412 | PO Box 135 | 6.3 | 6.3 | Geotérmica | Geotérmica | 0 | 0 | 0 | 0 | 0 | 0 | 0 | 0 | 0 | 6.3 | 0 | 0 | EIA-860, EIA-860M and EIA-923 | 201603
Estados Unidos | Seneca Sustainable Energy LLC | Seneca Sustainable Energy LLC |  | 44.1163 | -123.179 | Eugene | Lane | Oregon | 97440 | 29650 E Enid Road | 19.8 | 19.8 | Biomasa | Biomasa | 0 | 0 | 0 | 0 | 0 | 0 | 0 | 0 | 0 | 0 | 19.8 | 0 | EIA-860, EIA-860M and EIA-923 | 201603
Estados Unidos | 145 Talmadge Solar | Avidan Energy Solutions |  | 40.5358 | -74.3913 | Edison | Middlesex | New Jersey | 08817 | 145 Talmadge Rd | 3.8 | 3.8 | Solar | Solar | 0 | 0 | 0 | 0 | 0 | 0 | 0 | 3.8 | 0 | 0 | 0 | 0 | EIA-860, EIA-860M and EIA-923 | 201603
Estados Unidos | Mountain View IV | AES Wind Generation Inc |  | 33.8816 | -116.553 | North Palm Springs | Riverside | California | 92258 | 19435 Ruppert St. | 49 | 49 | Eólica | Eólica | 0 | 0 | 0 | 0 | 0 | 0 | 0 | 0 | 49 | 0 | 0 | 0 | EIA-860, EIA-860M and EIA-923 | 201603
Estados Unidos | Caltech Central | Bloom Energy 2009 PPA |  | 34.1358 | -118.127 | Pasadena | Los Angeles | California | 91106 | 1124 E California St | 1.1 | 1.1 | Biomasa | Biomasa | 0 | 0 | 0 | 0 | 0 | 0 | 0 | 0 | 0 | 0 | 1.1 | 0 | EIA-860, EIA-860M and EIA-923 | 201603
Estados Unidos | Napoleon Solar I | Enfinity BNB Napoleon Solar LLC |  | 41.3884 | -84.0958 | Napoleon | Henry | Ohio | 43545 | 12733 State Route 110 | 8 | 8 | Solar | Solar | 0 | 0 | 0 | 0 | 0 | 0 | 0 | 8 | 0 | 0 | 0 | 0 | EIA-860, EIA-860M and EIA-923 | 201603
Estados Unidos | Bishop Hill Energy LLC | Invenergy Services LLC |  | 41.2153 | -90.1208 | Cambridge | Henry | Illinois | 61491 | E 1670 (CR39) and N 450 | 200 | 200 | Eólica | Eólica | 0 | 0 | 0 | 0 | 0 | 0 | 0 | 0 | 200 | 0 | 0 | 0 | EIA-860, EIA-860M and EIA-923 | 201603
Estados Unidos | Romark PA Solar | Romark Logistics of PA Inc. |  | 40.9361 | -76.0389 | Hazle Township | Luzerne | Pennsylvania | 18202 | 546 Can-Do Highway | 1.8 | 1.8 | Solar | Solar | 0 | 0 | 0 | 0 | 0 | 0 | 0 | 1.8 | 0 | 0 | 0 | 0 | EIA-860, EIA-860M and EIA-923 | 201603
Estados Unidos | Blue Ridge Landfill | EPP Renewable Energy |  | 39.9619 | -77.5611 | Chambersburg | Franklin | Pennsylvania | 17201 | 3747 White Church Road | 6.4 | 6.4 | Biomasa | Biomasa | 0 | 0 | 0 | 0 | 0 | 0 | 0 | 0 | 0 | 0 | 6.4 | 0 | EIA-860, EIA-860M and EIA-923 | 201603
Estados Unidos | Westervelt Moundville Cogen | The Westervelt Co |  | 32.9607 | -87.6554 | Moundville | Hale | Alabama | 35474 | 2500 Gulf States Pkwy | 8.2 | 8.2 | Biomasa | Biomasa | 0 | 0 | 0 | 0 | 0 | 0 | 0 | 0 | 0 | 0 | 8.2 | 0 | EIA-860, EIA-860M and EIA-923 | 201603
Estados Unidos | Crystal Lake 3 LLC | Crystal Lake 3 LLC |  | 43.3192 | -93.8836 | Britt | Winnebago | Iowa | 50423 | 804 310th Street | 66 | 66 | Eólica | Eólica | 0 | 0 | 0 | 0 | 0 | 0 | 0 | 0 | 66 | 0 | 0 | 0 | EIA-860, EIA-860M and EIA-923 | 201603
Estados Unidos | Garden Wind LLC | Garden Wind LLC |  | 42.2244 | -93.3736 | Zearing | Hardin | Iowa | 50278 | 18327 720th Ave | 150 | 150 | Eólica | Eólica | 0 | 0 | 0 | 0 | 0 | 0 | 0 | 0 | 150 | 0 | 0 | 0 | EIA-860, EIA-860M and EIA-923 | 201603
Estados Unidos | Marlboro Mill | Domtar Paper Company Bennettsville |  | 34.605 | -79.785 | Bennettsville | Marlboro | South Carolina | 29512 | 585 Willamette Road | 34.2 | 34.2 | Biomasa | Biomasa | 0 | 0 | 0 | 0 | 0 | 0 | 0 | 0 | 0 | 0 | 34.2 | 0 | EIA-860, EIA-860M and EIA-923 | 201603
Estados Unidos | Murray Hill Solar | Consolidated Edison Development Inc. |  | 40.6844 | -74.4044 | New Providence | Union | New Jersey | 07974 | 600 Mountain Ave | 1 | 1 | Solar | Solar | 0 | 0 | 0 | 0 | 0 | 0 | 0 | 1 | 0 | 0 | 0 | 0 | EIA-860, EIA-860M and EIA-923 | 201603
Estados Unidos | Dartmouth Solar | Consolidated Edison Development Inc. |  | 41.7158 | -70.9744 | Dartmouth | Bristol | Massachusetts | 02747 | 420 Samuel Barnet Blvd | 1.6 | 1.6 | Solar | Solar | 0 | 0 | 0 | 0 | 0 | 0 | 0 | 1.6 | 0 | 0 | 0 | 0 | EIA-860, EIA-860M and EIA-923 | 201603
Estados Unidos | Ralls Wind Farm | Ralls Wind Farm LLC |  | 33.6611 | -101.39 | Ralls | Crosby | Texas | 79357 | 1247 State Highway #207 | 10 | 10 | Eólica | Eólica | 0 | 0 | 0 | 0 | 0 | 0 | 0 | 0 | 10 | 0 | 0 | 0 | EIA-860, EIA-860M and EIA-923 | 201603
Estados Unidos | John L. Featherstone Plant | Green States Energy, Inc. |  | 33.2046 | -115.573 | Calipatria | Imperial | California | 92233 | 409 West McDonald Road | 49.9 | 49.9 | Geotérmica | Geotérmica | 0 | 0 | 0 | 0 | 0 | 0 | 0 | 0 | 0 | 49.9 | 0 | 0 | EIA-860, EIA-860M and EIA-923 | 201603
Estados Unidos | Chittenden County Solar Partners | Chittenden County Solar Partners LLC |  | 44.4361 | -73.1453 | South Burlington | Chittenden | Vermont | 05403 | 350 Dubois Dr | 2.2 | 2.2 | Solar | Solar | 0 | 0 | 0 | 0 | 0 | 0 | 0 | 2.2 | 0 | 0 | 0 | 0 | EIA-860, EIA-860M and EIA-923 | 201603
Estados Unidos | Manzana Wind LLC | Iberdrola Renewables Inc |  | 34.9349 | -118.461 | Unknown | Kern | California | 93560 | 170th Street West | 189 | 189 | Eólica | Eólica | 0 | 0 | 0 | 0 | 0 | 0 | 0 | 0 | 189 | 0 | 0 | 0 | EIA-860, EIA-860M and EIA-923 | 201603
Estados Unidos | Flemington Solar | Consolidated Edison Development Inc. |  | 40.4839 | -74.8567 | Flemington | Hunterdon | New Jersey | 08822 | 21 Kuhl Road | 7.9 | 7.9 | Solar | Solar | 0 | 0 | 0 | 0 | 0 | 0 | 0 | 7.9 | 0 | 0 | 0 | 0 | EIA-860, EIA-860M and EIA-923 | 201603
Estados Unidos | Frenchtown I Solar | Consolidated Edison Development Inc. |  | 40.5217 | -75.0122 | Frenchtown | Hunterdon | New Jersey | 08225 | 1038 Route 12 | 3 | 3 | Solar | Solar | 0 | 0 | 0 | 0 | 0 | 0 | 0 | 3 | 0 | 0 | 0 | 0 | EIA-860, EIA-860M and EIA-923 | 201603
Estados Unidos | Frenchtown II Solar | Consolidated Edison Development Inc. |  | 40.5144 | -74.9769 | Frenchtown | Hunterdon | New Jersey | 08825 | 30 Slacktown Road | 3 | 3 | Solar | Solar | 0 | 0 | 0 | 0 | 0 | 0 | 0 | 3 | 0 | 0 | 0 | 0 | EIA-860, EIA-860M and EIA-923 | 201603
Estados Unidos | Lebanon Solar | Consolidated Edison Development Inc. |  | 40.6758 | -74.9122 | Glen Gardner | Hunterdon | New Jersey | 08826 | 111 Buffalo Hollow Road | 2 | 2 | Solar | Solar | 0 | 0 | 0 | 0 | 0 | 0 | 0 | 2 | 0 | 0 | 0 | 0 | EIA-860, EIA-860M and EIA-923 | 201603
Estados Unidos | Oak Grove Gas Producers | Enerdyne Power Systems Inc |  | 37.6297 | -94.6414 | Arcadia | Crawford | Kansas | 66711 | 1152 E 700th Ave PO Box 55 | 3.4 | 3.4 | Biomasa | Biomasa | 0 | 0 | 0 | 0 | 0 | 0 | 0 | 0 | 0 | 0 | 3.4 | 0 | EIA-860, EIA-860M and EIA-923 | 201603
Estados Unidos | Imperial Solar Energy Center South | CSOLAR IV South LLC |  | 32.6633 | -115.658 | Calexico | Imperial | California | 92231 | 147 Pulliam Rd | 130 | 130 | Solar | Solar | 0 | 0 | 0 | 0 | 0 | 0 | 0 | 130 | 0 | 0 | 0 | 0 | EIA-860, EIA-860M and EIA-923 | 201603
Estados Unidos | Sampson County Landfill | Black Creek Renewable Energy LLC |  | 34.9856 | -78.4625 | Roseboro | Sampson | North Carolina | 28382 | 7434 Roseboro Highway | 9.6 | 9.6 | Biomasa | Biomasa | 0 | 0 | 0 | 0 | 0 | 0 | 0 | 0 | 0 | 0 | 9.6 | 0 | EIA-860, EIA-860M and EIA-923 | 201603
Estados Unidos | Settlers Trail Wind Farm LLC | E ON Climate Renewables N America LLC |  | 40.6944 | -87.5708 | Sheldon | Iroquois | Illinois | 60966 | 1570 N CR 41 | 150.4 | 150.4 | Eólica | Eólica | 0 | 0 | 0 | 0 | 0 | 0 | 0 | 0 | 150.4 | 0 | 0 | 0 | EIA-860, EIA-860M and EIA-923 | 201603
Estados Unidos | Masser Farms Realty Solar | Masser Farms Realty Ltd |  | 40.6406 | -76.6054 | Sacramento | Schuylkill | Pennsylvania | 17968 | 2 Fearnot Road | 1 | 1 | Solar | Solar | 0 | 0 | 0 | 0 | 0 | 0 | 0 | 1 | 0 | 0 | 0 | 0 | EIA-860, EIA-860M and EIA-923 | 201603
Estados Unidos | Tieton Dam Hydro Electric Project | City of Burbank Water and Power |  | 46.658 | -121.129 | Rimrock | Yakima | Washington | 98937 | 34582 Highway 12 | 13.8 | 13.8 | Hidroeléctrica | Hidroeléctrica | 0 | 0 | 0 | 0 | 13.8 | 0 | 0 | 0 | 0 | 0 | 0 | 0 | EIA-860, EIA-860M and EIA-923 | 201603
Estados Unidos | Stroud Solar Station | Pacific Gas & Electric Co |  | 36.5314 | -120.107 | Helm | Fresno | California | 93627 | 18285 W Kamm Avenue | 20 | 20 | Solar | Solar | 0 | 0 | 0 | 0 | 0 | 0 | 0 | 20 | 0 | 0 | 0 | 0 | EIA-860, EIA-860M and EIA-923 | 201603
Estados Unidos | Five Points Solar Station | Pacific Gas & Electric Co |  | 36.4003 | -120.103 | Five Points | Fresno | California | 96324 | 23011 S Lassen Avenue | 15 | 15 | Solar | Solar | 0 | 0 | 0 | 0 | 0 | 0 | 0 | 15 | 0 | 0 | 0 | 0 | EIA-860, EIA-860M and EIA-923 | 201603
Estados Unidos | Westside Solar Station | Pacific Gas & Electric Co |  | 36.3787 | -120.125 | Five Points | Fresno | California | 96324 | 34345 S Trinity Avenue | 15 | 15 | Solar | Solar | 0 | 0 | 0 | 0 | 0 | 0 | 0 | 15 | 0 | 0 | 0 | 0 | EIA-860, EIA-860M and EIA-923 | 201603
Estados Unidos | Laurel Wind Farm | MidAmerican Energy Co |  | 41.8833 | -92.9333 | Laurel | Marshall | Iowa | 50141 | 3201 Parker Avenue | 119.6 | 119.6 | Eólica | Eólica | 0 | 0 | 0 | 0 | 0 | 0 | 0 | 0 | 119.6 | 0 | 0 | 0 | EIA-860, EIA-860M and EIA-923 | 201603
Estados Unidos | Rolling Hills Wind Farm | MidAmerican Energy Co |  | 41.1973 | -94.7744 | Massena | Cass | Iowa | 50853 | 75121 Pella Road | 443.9 | 443.9 | Eólica | Eólica | 0 | 0 | 0 | 0 | 0 | 0 | 0 | 0 | 443.9 | 0 | 0 | 0 | EIA-860, EIA-860M and EIA-923 | 201603
Estados Unidos | Perdido | Gulf Power Co |  | 30.57 | -87.39 | Pensacola | Escambia | Florida | 32533 | 12196 Beulah Road | 3 | 3 | Biomasa | Biomasa | 0 | 0 | 0 | 0 | 0 | 0 | 0 | 0 | 0 | 0 | 3 | 0 | EIA-860, EIA-860M and EIA-923 | 201603
Estados Unidos | FRV SI Transport Solar LP | FRV SI Transport Solar LP |  | 38.4869 | -121.391 | Sacramento | Sacramento | California | 95828 | 7340 French Road | 1 | 1 | Solar | Solar | 0 | 0 | 0 | 0 | 0 | 0 | 0 | 1 | 0 | 0 | 0 | 0 | EIA-860, EIA-860M and EIA-923 | 201603
Estados Unidos | RV CSU Power II LLC | RV CSU Power II LLC |  | 40.5928 | -105.147 | Fort Collins | Larimer | Colorado | 80521 | 3841 LaPorte Avenue | 3 | 3 | Solar | Solar | 0 | 0 | 0 | 0 | 0 | 0 | 0 | 3 | 0 | 0 | 0 | 0 | EIA-860, EIA-860M and EIA-923 | 201603
Estados Unidos | McKinney LFG | McKinney LFG LLC |  | 33.1669 | -96.6017 | McKinney | Collin | Texas | 75098 | 500 Old Mill Road | 2.8 | 2.8 | Biomasa | Biomasa | 0 | 0 | 0 | 0 | 0 | 0 | 0 | 0 | 0 | 0 | 2.8 | 0 | EIA-860, EIA-860M and EIA-923 | 201603
Estados Unidos | Carson Solar I | Carson Solar 1 LLC |  | 38.7228 | -104.782 | Colorado Springs | El Paso | Colorado | 80913 | SW Corner of Titus Blvd and Bu | 1.5 | 1.5 | Solar | Solar | 0 | 0 | 0 | 0 | 0 | 0 | 0 | 1.5 | 0 | 0 | 0 | 0 | EIA-860, EIA-860M and EIA-923 | 201603
Estados Unidos | Ocotillo Express LLC | Pattern Operators LP |  | 32.7528 | -116.045 | Ocotillo | Imperial | California | 92259 | 1377 West Imerial Highway | 265.4 | 265.4 | Eólica | Eólica | 0 | 0 | 0 | 0 | 0 | 0 | 0 | 0 | 265.4 | 0 | 0 | 0 | EIA-860, EIA-860M and EIA-923 | 201603
Estados Unidos | KODE Novus I | DeWind Co. |  | 36.5439 | -101.394 | Guymon | Texas | Oklahoma | 73942 | 3560 Road II | 80 | 80 | Eólica | Eólica | 0 | 0 | 0 | 0 | 0 | 0 | 0 | 0 | 80 | 0 | 0 | 0 | EIA-860, EIA-860M and EIA-923 | 201603
Estados Unidos | DeWind Frisco | DeWind Co. |  | 36.4985 | -101.605 | Gruver | Hansford | Texas | 79040 | 15150 Co Rd. 2 | 20 | 20 | Eólica | Eólica | 0 | 0 | 0 | 0 | 0 | 0 | 0 | 0 | 20 | 0 | 0 | 0 | EIA-860, EIA-860M and EIA-923 | 201603
Estados Unidos | Trexlertown Solar Array North and South | Trexlertown Solar Array North and South |  | 40.5562 | -75.5939 | Allentown | Lehigh | Pennsylvania | 18195 | 7201Hamilton Boulevard | 1.9 | 1.9 | Solar | Solar | 0 | 0 | 0 | 0 | 0 | 0 | 0 | 1.9 | 0 | 0 | 0 | 0 | EIA-860, EIA-860M and EIA-923 | 201603
Estados Unidos | Trinity Hills | AE Power Services LLC |  | 33.3836 | -98.7119 | Olney | Young | Texas | 76374 | 116 Hilton Ranch Road | 225 | 225 | Eólica | Eólica | 0 | 0 | 0 | 0 | 0 | 0 | 0 | 0 | 225 | 0 | 0 | 0 | EIA-860, EIA-860M and EIA-923 | 201603
Estados Unidos | Giffen | Pacific Gas & Electric Co |  | 36.5303 | -120.316 | TBD | Fresno | California | 93608 | 14240 San Mateo Avenue | 10 | 10 | Solar | Solar | 0 | 0 | 0 | 0 | 0 | 0 | 0 | 10 | 0 | 0 | 0 | 0 | EIA-860, EIA-860M and EIA-923 | 201603
Estados Unidos | Cantua Solar Station | Pacific Gas & Electric Co |  | 36.4251 | -120.344 | TBD | Fresno | California | 93608 | 21007 Stanislaus Avenue | 20 | 20 | Solar | Solar | 0 | 0 | 0 | 0 | 0 | 0 | 0 | 20 | 0 | 0 | 0 | 0 | EIA-860, EIA-860M and EIA-923 | 201603
Estados Unidos | Huron Solar Station | Pacific Gas & Electric Co |  | 36.1814 | -120.031 | Huron | Fresno | California | 93234 | 17123 W Gale Avenue | 20 | 20 | Solar | Solar | 0 | 0 | 0 | 0 | 0 | 0 | 0 | 20 | 0 | 0 | 0 | 0 | EIA-860, EIA-860M and EIA-923 | 201603
Estados Unidos | Kapaa Photovoltaic Project | Kapaa Solar LLC |  | 22.0804 | -159.332 | Kapaa | Kauai | Hawaii | 96746 | Lot No. 2 of Tax Map Key (4)4- | 1 | 1 | Solar | Solar | 0 | 0 | 0 | 0 | 0 | 0 | 0 | 1 | 0 | 0 | 0 | 0 | EIA-860, EIA-860M and EIA-923 | 201603
Estados Unidos | North Hurlburt Wind LLC | Caithness Shepherds Flat LLC |  | 45.2881 | -120.174 | Arlington | Gilliam | Oregon | 97812 | 76288 Rhea Road | 265 | 265 | Eólica | Eólica | 0 | 0 | 0 | 0 | 0 | 0 | 0 | 0 | 265 | 0 | 0 | 0 | EIA-860, EIA-860M and EIA-923 | 201603
Estados Unidos | Kawailoa Wind | Kawailoa Wind LLC |  | 21.6103 | -158.041 | Haleiwa | Honolulu | Hawaii | 96712 | 61-488 Kamehameha Hwy | 69 | 69 | Eólica | Eólica | 0 | 0 | 0 | 0 | 0 | 0 | 0 | 0 | 69 | 0 | 0 | 0 | EIA-860, EIA-860M and EIA-923 | 201603
Estados Unidos | Palouse | First Wind O&M, LLC |  | 47.1558 | -117.364 | Oakesdale | Whitman | Washington | 99170 | 1171 Baird Road | 105.3 | 105.3 | Eólica | Eólica | 0 | 0 | 0 | 0 | 0 | 0 | 0 | 0 | 105.3 | 0 | 0 | 0 | EIA-860, EIA-860M and EIA-923 | 201603
Estados Unidos | Solar Photovoltaic Project #32 | Southern California Edison Co |  | 34.0317 | -117.572 | Ontario | San Bernardino | California | 91761 | 2250 Sequoia Avenue | 1.5 | 1.5 | Solar | Solar | 0 | 0 | 0 | 0 | 0 | 0 | 0 | 1.5 | 0 | 0 | 0 | 0 | EIA-860, EIA-860M and EIA-923 | 201603
Estados Unidos | Solar Photovoltaic Project #33 | Southern California Edison Co |  | 34.0325 | -117.569 | Ontario | San Bernardino | California | 91761 | 3800 E Philadelphia Street | 1 | 1 | Solar | Solar | 0 | 0 | 0 | 0 | 0 | 0 | 0 | 1 | 0 | 0 | 0 | 0 | EIA-860, EIA-860M and EIA-923 | 201603
Estados Unidos | Solar Photovoltaic Project #44 | Southern California Edison Co |  | 33.8392 | -117.221 | Perris | Riverside | California | 92571 | 3691 Preris Ave | 8 | 8 | Solar | Solar | 0 | 0 | 0 | 0 | 0 | 0 | 0 | 8 | 0 | 0 | 0 | 0 | EIA-860, EIA-860M and EIA-923 | 201603
Estados Unidos | Winona County Wind LLC | Winona County Wind LLC |  | 44.1125 | -91.9247 | Altura | Winona | Minnesota | 55910 | 15535 County Rd 31 | 1.5 | 1.5 | Eólica | Eólica | 0 | 0 | 0 | 0 | 0 | 0 | 0 | 0 | 1.5 | 0 | 0 | 0 | EIA-860, EIA-860M and EIA-923 | 201603
Estados Unidos | South Hurlburt Wind LLC | Caithness Shepherds Flat LLC |  | 45.2881 | -120.174 | Arlington | Gilliam | Oregon | 97812 | 76287 Rhea Road | 290 | 290 | Eólica | Eólica | 0 | 0 | 0 | 0 | 0 | 0 | 0 | 0 | 290 | 0 | 0 | 0 | EIA-860, EIA-860M and EIA-923 | 201603
Estados Unidos | Horseshoe Bend Wind LLC | Caithness Shepherds Flat LLC |  | 45.2881 | -120.174 | Arlington | Gilliam | Oregon | 97812 | 6889 Eight Mile Road | 290 | 290 | Eólica | Eólica | 0 | 0 | 0 | 0 | 0 | 0 | 0 | 0 | 290 | 0 | 0 | 0 | EIA-860, EIA-860M and EIA-923 | 201603
Estados Unidos | Garland Canal Power Plant | Shoshone Irrigation District |  | 44.7264 | -108.864 | Powell | Park | Wyoming | 82435 | 1457 Lane 11 | 2.6 | 2.6 | Hidroeléctrica | Hidroeléctrica | 0 | 0 | 0 | 0 | 2.6 | 0 | 0 | 0 | 0 | 0 | 0 | 0 | EIA-860, EIA-860M and EIA-923 | 201603
Estados Unidos | Shirley Wind | Shirley Wind LLC |  | 44.3481 | -87.9278 | Denmark | Brown | Wisconsin | 54208 | 6080 Glenmore Rd | 20 | 20 | Eólica | Eólica | 0 | 0 | 0 | 0 | 0 | 0 | 0 | 0 | 20 | 0 | 0 | 0 | EIA-860, EIA-860M and EIA-923 | 201603
Estados Unidos | AFA Solar Farm | Solar Star Colorado II LLC |  | 38.9579 | -104.807 | Colorado Springs | El Paso | Colorado | 80840 | Air Force Academy | 5.5 | 5.5 | Solar | Solar | 0 | 0 | 0 | 0 | 0 | 0 | 0 | 5.5 | 0 | 0 | 0 | 0 | EIA-860, EIA-860M and EIA-923 | 201603
Estados Unidos | La Senita | UNS Electric, Inc |  | 35.2417 | -114.005 | Kingman | Mohave | Arizona | 86409 | E Gordon Drive | 1 | 1 | Solar | Solar | 0 | 0 | 0 | 0 | 0 | 0 | 0 | 1 | 0 | 0 | 0 | 0 | EIA-860, EIA-860M and EIA-923 | 201603
Estados Unidos | Sunnyvale City of WPCP | Sunnyvale City of WPCP |  | 37.4194 | -122.015 | Sunnyvale | Santa Clara | California | 94088 | 1444 Borregas Ave | 1.6 | 1.6 | Biomasa | Biomasa | 0 | 0 | 0 | 0 | 0 | 0 | 0 | 0 | 0 | 0 | 1.6 | 0 | EIA-860, EIA-860M and EIA-923 | 201603
Estados Unidos | Sunset Reservoir North Basin | RE SFCity1, LP |  | 37.7509 | -122.482 | San Francisco | San Francisco | California | 94121 | 24th Ave & Ortega St | 4.5 | 4.5 | Solar | Solar | 0 | 0 | 0 | 0 | 0 | 0 | 0 | 4.5 | 0 | 0 | 0 | 0 | EIA-860, EIA-860M and EIA-923 | 201603
Estados Unidos | Chino Solar Valley | Arizona Public Service Co |  | 34.7184 | -112.429 | Chino Valley | Yavapai | Arizona | 86323 | 1900 E Road 4 South | 19 | 19 | Solar | Solar | 0 | 0 | 0 | 0 | 0 | 0 | 0 | 19 | 0 | 0 | 0 | 0 | EIA-860, EIA-860M and EIA-923 | 201603
Estados Unidos | Cotton Center Solar | Arizona Public Service Co |  | 33.0347 | -112.662 | Gila Bend | Maricopa | Arizona | 85337 | 45625 S Old US 80 | 17 | 17 | Solar | Solar | 0 | 0 | 0 | 0 | 0 | 0 | 0 | 17 | 0 | 0 | 0 | 0 | EIA-860, EIA-860M and EIA-923 | 201603
Estados Unidos | Paloma Solar | Arizona Public Service Co |  | 33.0211 | -112.661 | Gila Bend | Maricopa | Arizona | 85337 | 46701 S Old US 80 | 17.6 | 17.6 | Solar | Solar | 0 | 0 | 0 | 0 | 0 | 0 | 0 | 17.6 | 0 | 0 | 0 | 0 | EIA-860, EIA-860M and EIA-923 | 201603
Estados Unidos | Hyder Solar | Arizona Public Service Co |  | 33.0257 | -113.344 | Hyder | Yuma | Arizona | 85333 | 75100 E County 14 1/2 St | 22 | 22 | Solar | Solar | 0 | 0 | 0 | 0 | 0 | 0 | 0 | 22 | 0 | 0 | 0 | 0 | EIA-860, EIA-860M and EIA-923 | 201603
Estados Unidos | RP-Orlando, LLC | RP-Orlando, LLC |  | 28.4889 | -81.1822 | Orlando | Orange | Florida | 32831 | 5100 S. Alafaya Trail | 5.1 | 5.1 | Solar | Solar | 0 | 0 | 0 | 0 | 0 | 0 | 0 | 5.1 | 0 | 0 | 0 | 0 | EIA-860, EIA-860M and EIA-923 | 201603
Estados Unidos | GE 1 6 100 Prototype | GE Wind Energy LLC |  | 35.1553 | -118.369 | Tehachapi | Kern | California | 93561 | 13681 Chantico Road | 1.8 | 1.8 | Eólica | Eólica | 0 | 0 | 0 | 0 | 0 | 0 | 0 | 0 | 1.8 | 0 | 0 | 0 | EIA-860, EIA-860M and EIA-923 | 201603
Estados Unidos | Albuquerque Solar Energy Center | PNM Resources |  | 35.169 | -106.6 | Albuquerque | Bernalillo | New Mexico | 87113 | 4400 Paseo Del Norte | 2 | 2 | Solar | Solar | 0 | 0 | 0 | 0 | 0 | 0 | 0 | 2 | 0 | 0 | 0 | 0 | EIA-860, EIA-860M and EIA-923 | 201603
Estados Unidos | Record Hill Wind | Record Hill Wind LLC |  | 44.6336 | -70.6278 | Roxbury | Oxford | Maine | 04275 | Roxbury Notch Road | 50.6 | 50.6 | Eólica | Eólica | 0 | 0 | 0 | 0 | 0 | 0 | 0 | 0 | 50.6 | 0 | 0 | 0 | EIA-860, EIA-860M and EIA-923 | 201603
Estados Unidos | Cooper Farms VW Project | V.H. Cooper & Co., Inc. |  | 40.9058 | -84.5703 | Van Wert | Van Wert | Ohio | 45891 | 6793 US Route 127 North | 4.5 | 4.5 | Eólica | Eólica | 0 | 0 | 0 | 0 | 0 | 0 | 0 | 0 | 4.5 | 0 | 0 | 0 | EIA-860, EIA-860M and EIA-923 | 201603
Estados Unidos | Los Lunas Solar Energy Center | PNM Resources |  | 34.8331 | -106.772 | Los Lunas | Valencia | New Mexico | 87031 | 900 PNM Lane | 7 | 7 | Solar | Solar | 0 | 0 | 0 | 0 | 0 | 0 | 0 | 7 | 0 | 0 | 0 | 0 | EIA-860, EIA-860M and EIA-923 | 201603
Estados Unidos | ETS Ewing Solar Facility | Solar Star New Jersey IV, LLC |  | 40.2818 | -74.7936 | Ewing | Mercer | New Jersey | 08618 | 225 Philips Blvd | 1.3 | 1.3 | Solar | Solar | 0 | 0 | 0 | 0 | 0 | 0 | 0 | 1.3 | 0 | 0 | 0 | 0 | EIA-860, EIA-860M and EIA-923 | 201603
Estados Unidos | Deming Solar Energy Center | PNM Resources |  | 32.1658 | -107.751 | Deming | Luna | New Mexico | 88030 | 65 Coyote Road SW | 9 | 9 | Solar | Solar | 0 | 0 | 0 | 0 | 0 | 0 | 0 | 9 | 0 | 0 | 0 | 0 | EIA-860, EIA-860M and EIA-923 | 201603
Estados Unidos | Las Vegas Solar Energy Center | PNM Resources |  | 35.6433 | -105.207 | Las Vegas | San Miguel | New Mexico | 87701 | 80 Highway 518 | 5 | 5 | Solar | Solar | 0 | 0 | 0 | 0 | 0 | 0 | 0 | 5 | 0 | 0 | 0 | 0 | EIA-860, EIA-860M and EIA-923 | 201603
Estados Unidos | Alamogordo Solar Energy Center | PNM Resources |  | 32.8657 | -106 | Alamogordo | Otero | New Mexico | 88310 | 21117 U. S Highway 70 | 5 | 5 | Solar | Solar | 0 | 0 | 0 | 0 | 0 | 0 | 0 | 5 | 0 | 0 | 0 | 0 | EIA-860, EIA-860M and EIA-923 | 201603
Estados Unidos | PaTu Wind Farm LLC | PaTu Wind Farm LLC |  | 45.6131 | -120.617 | Wasco | Sherman | Oregon | 97065 | 71190 N. Klondike Road | 9 | 9 | Eólica | Eólica | 0 | 0 | 0 | 0 | 0 | 0 | 0 | 0 | 9 | 0 | 0 | 0 | EIA-860, EIA-860M and EIA-923 | 201603
Estados Unidos | Robert O Schulz Solar Farm | South San Joaquin Irr District |  | 37.8583 | -120.892 | Oakdale | Stanislaus | California | 95361 | 5835 Dodds Road | 1.3 | 1.3 | Solar | Solar | 0 | 0 | 0 | 0 | 0 | 0 | 0 | 1.3 | 0 | 0 | 0 | 0 | EIA-860, EIA-860M and EIA-923 | 201603
Estados Unidos | Allenwood | EPP Renewable Energy |  | 41.1511 | -76.9178 | Montgomery | Lycoming | Pennsylvania | 17752 | 447 Alexander Drive | 3.2 | 3.2 | Biomasa | Biomasa | 0 | 0 | 0 | 0 | 0 | 0 | 0 | 0 | 0 | 0 | 3.2 | 0 | EIA-860, EIA-860M and EIA-923 | 201603
Estados Unidos | Lycoming County | EPP Renewable Energy |  | 41.1511 | -76.9178 | Montgomery | Lycoming | Pennsylvania | 17752 | 447 Alexander Drive | 3 | 3 | Biomasa | Biomasa | 0 | 0 | 0 | 0 | 0 | 0 | 0 | 0 | 0 | 0 | 3 | 0 | EIA-860, EIA-860M and EIA-923 | 201603
Estados Unidos | Shiloh III Wind Project LLC | EDF Renewable Asset Holdings, Inc. |  | 38.1694 | -121.847 | Birds Landing | Solano | California | 94512 | 6523 Montezuma Hills Rd | 102.5 | 102.5 | Eólica | Eólica | 0 | 0 | 0 | 0 | 0 | 0 | 0 | 0 | 102.5 | 0 | 0 | 0 | EIA-860, EIA-860M and EIA-923 | 201603
Estados Unidos | The Charleston Clean Energy Facility | Charleston Clean Energy LLC |  | 38.3092 | -81.6222 | Charleston | Kanawha | West Virginia | 25304 | 741 South Park Road | 2.2 | 2.2 | Biomasa | Biomasa | 0 | 0 | 0 | 0 | 0 | 0 | 0 | 0 | 0 | 0 | 2.2 | 0 | EIA-860, EIA-860M and EIA-923 | 201603
Estados Unidos | Matrix Stults Road Solar Facility | Public Service Elec & Gas Co |  | 40.3622 | -74.4797 | South Brunswick | Middlesex | New Jersey | 08876 | 45 Stults Road | 2.6 | 2.6 | Solar | Solar | 0 | 0 | 0 | 0 | 0 | 0 | 0 | 2.6 | 0 | 0 | 0 | 0 | EIA-860, EIA-860M and EIA-923 | 201603
Estados Unidos | Long Island Solar Farm LLC | Long Island Solar Farm LLC |  | 40.8611 | -72.8478 | Upton | Suffolk | New York | 11949 | 295 North Street | 31.5 | 31.5 | Solar | Solar | 0 | 0 | 0 | 0 | 0 | 0 | 0 | 31.5 | 0 | 0 | 0 | 0 | EIA-860, EIA-860M and EIA-923 | 201603
Estados Unidos | Minco Wind I, LLC | FPLE Wind, LLC |  | 35.2803 | -97.9756 | Minco | Grady | Oklahoma | 73059 | 491 County Road | 99.2 | 99.2 | Eólica | Eólica | 0 | 0 | 0 | 0 | 0 | 0 | 0 | 0 | 99.2 | 0 | 0 | 0 | EIA-860, EIA-860M and EIA-923 | 201603
Estados Unidos | Hatch Solar Energy Center I, LLC | Hatch Solar Energy Center I, LLC |  | 32.63 | -107.26 | Hatch | Dona Ana | New Mexico | 87937 | 7349 Hwy. 26 | 5 | 5 | Solar | Solar | 0 | 0 | 0 | 0 | 0 | 0 | 0 | 5 | 0 | 0 | 0 | 0 | EIA-860, EIA-860M and EIA-923 | 201603
Estados Unidos | Broken Bow Wind LLC | NRG Energy Gas & Wind Holdings Inc |  | 41.4547 | -99.5681 | Broken Bow | Custer | Nebraska | 68822 | 80347 Road 444 | 79.9 | 79.9 | Eólica | Eólica | 0 | 0 | 0 | 0 | 0 | 0 | 0 | 0 | 79.9 | 0 | 0 | 0 | EIA-860, EIA-860M and EIA-923 | 201603
Estados Unidos | Teichert Materials-Teichert Vernalis | Foundation HA Energy Generation, LLC |  | 37.6167 | -121.356 | San Joaquin | San Joaquin | California | 95304 | 36314 South Bird Road | 1.5 | 1.5 | Eólica | Eólica | 0 | 0 | 0 | 0 | 0 | 0 | 0 | 0 | 1.5 | 0 | 0 | 0 | EIA-860, EIA-860M and EIA-923 | 201603
Estados Unidos | Pinnacle Wind Force LLC | NRG Energy Gas & Wind Holdings Inc |  | 39.445 | -79.03 | Keyser | Mineral | West Virginia | 15601 | 2526 Green Mountain Road | 55.2 | 55.2 | Eólica | Eólica | 0 | 0 | 0 | 0 | 0 | 0 | 0 | 0 | 55.2 | 0 | 0 | 0 | EIA-860, EIA-860M and EIA-923 | 201603
Estados Unidos | New Harvest Wind Project LLC | Iberdrola Renewables Inc |  | 42.1597 | -95.4397 | Schleswig | Crawford | Iowa | 51461 | 2194 D Avenue | 100 | 100 | Eólica | Eólica | 0 | 0 | 0 | 0 | 0 | 0 | 0 | 0 | 100 | 0 | 0 | 0 | EIA-860, EIA-860M and EIA-923 | 201603
Estados Unidos | LE Wind Turbine 1 | Lincoln Electric Company |  | 41.5844 | -81.5256 | Euclid | Cuyahoga | Ohio | 44117 | 22800 Saint Clair Avenue | 2.5 | 2.5 | Eólica | Eólica | 0 | 0 | 0 | 0 | 0 | 0 | 0 | 0 | 2.5 | 0 | 0 | 0 | EIA-860, EIA-860M and EIA-923 | 201603
Estados Unidos | Waverly Wind Farm LLC | Waverly Wind Farm LLC |  | 38.2569 | -95.8142 | Waverly | Coffey | Kansas | 66839 | 1600 Iris Rd. | 199 | 199 | Eólica | Eólica | 0 | 0 | 0 | 0 | 0 | 0 | 0 | 0 | 199 | 0 | 0 | 0 | EIA-860, EIA-860M and EIA-923 | 201603
Estados Unidos | Blue Canyon Windpower VI LLC | Blue Canyon Windpower VI LLC |  | 34.9104 | -98.5599 | Carnegie | Caddo | Oklahoma | 73015 | 3109 State Hwy 19 | 100 | 100 | Eólica | Eólica | 0 | 0 | 0 | 0 | 0 | 0 | 0 | 0 | 100 | 0 | 0 | 0 | EIA-860, EIA-860M and EIA-923 | 201603
Estados Unidos | Paulding Wind Farm II | Paulding Wind Farm II LLC |  | 41.0253 | -84.7792 | Payne | Paulding | Ohio | 45880 | 108 W Townline Street | 99 | 99 | Eólica | Eólica | 0 | 0 | 0 | 0 | 0 | 0 | 0 | 0 | 99 | 0 | 0 | 0 | EIA-860, EIA-860M and EIA-923 | 201603
Estados Unidos | Rising Tree Wind Farm | Rising Tree Wind Farm LLC |  | 35.0775 | -118.218 | Mojave | Kern | California | 93501 | 15800 70th St West | 79.2 | 79.2 | Eólica | Eólica | 0 | 0 | 0 | 0 | 0 | 0 | 0 | 0 | 79.2 | 0 | 0 | 0 | EIA-860, EIA-860M and EIA-923 | 201603
Estados Unidos | Foundation ST | Foundation HA Energy Generation, LLC |  | 37.7142 | -121.522 | Tracy | San Joaquin | California | 95377 | 16900 W. Schulte Road | 2 | 2 | Eólica | Eólica | 0 | 0 | 0 | 0 | 0 | 0 | 0 | 0 | 2 | 0 | 0 | 0 | EIA-860, EIA-860M and EIA-923 | 201603
Estados Unidos | Wolverine | Wolverine Wind Energy, LLC |  | 41.3931 | -94.4447 | Greenfield | Adair | Iowa | 50849 | 2325 180th St | 1.5 | 1.5 | Eólica | Eólica | 0 | 0 | 0 | 0 | 0 | 0 | 0 | 0 | 1.5 | 0 | 0 | 0 | EIA-860, EIA-860M and EIA-923 | 201603
Estados Unidos | Bulldog | Bulldog Wind Energy, LLC |  | 41.2258 | -94.4406 | Orient | Adair | Iowa | 50858 | 2336 290th St | 1.5 | 1.5 | Eólica | Eólica | 0 | 0 | 0 | 0 | 0 | 0 | 0 | 0 | 1.5 | 0 | 0 | 0 | EIA-860, EIA-860M and EIA-923 | 201603
Estados Unidos | Linden Wind Energy Project | Los Angeles Department of Water & Power |  | 45.7442 | -120.784 | Goldendale | Klickitat | Washington | 98620 | 49 Carpool Court | 50 | 50 | Eólica | Eólica | 0 | 0 | 0 | 0 | 0 | 0 | 0 | 0 | 50 | 0 | 0 | 0 | EIA-860, EIA-860M and EIA-923 | 201603
Estados Unidos | Auburn LFG Energy Facility | Auburn Energy, LLC |  | 42.9442 | -76.5853 | Auburn | Cayuga | New York | 13021 | 43 Allen Street | 2.2 | 2.2 | Biomasa | Biomasa | 0 | 0 | 0 | 0 | 0 | 0 | 0 | 0 | 0 | 0 | 2.2 | 0 | EIA-860, EIA-860M and EIA-923 | 201603
Estados Unidos | Union City Wind Turbine | Performance Services |  | 40.1908 | -84.8172 | Union City | Randolph | Indiana | 47390 | 400 Chuck DeBolt Dr. | 1 | 1 | Eólica | Eólica | 0 | 0 | 0 | 0 | 0 | 0 | 0 | 0 | 1 | 0 | 0 | 0 | EIA-860, EIA-860M and EIA-923 | 201603
Estados Unidos | Randolph Eastern School Wind Turbine | Performance Services |  | 40.2097 | -84.8219 | Union City | Randolph | Indiana | 47390 | 1101 North Plum St. | 1 | 1 | Eólica | Eólica | 0 | 0 | 0 | 0 | 0 | 0 | 0 | 0 | 1 | 0 | 0 | 0 | EIA-860, EIA-860M and EIA-923 | 201603
Estados Unidos | Ironwood Wind | Ironwood Windpower LLC |  | 37.8183 | -99.7754 | Spearville | Ford | Kansas | 67876 | 12690 Eagle Rd | 167.9 | 167.9 | Eólica | Eólica | 0 | 0 | 0 | 0 | 0 | 0 | 0 | 0 | 167.9 | 0 | 0 | 0 | EIA-860, EIA-860M and EIA-923 | 201603
Estados Unidos | 500 Virginia Solar | 500 Virginia Solar, LP |  | 40.1392 | -75.1917 | Ft. Washington | Montgomery | Pennsylvania | 19034 | 500 Virginia Drive | 1 | 1 | Solar | Solar | 0 | 0 | 0 | 0 | 0 | 0 | 0 | 1 | 0 | 0 | 0 | 0 | EIA-860, EIA-860M and EIA-923 | 201603
Estados Unidos | Vestas Towers America, Inc. | Vestas Towers America, Inc |  | 38.1728 | -104.62 | Pueblo | Pueblo | Colorado | 81004 | 100 Towers Road | 1.8 | 1.8 | Eólica | Eólica | 0 | 0 | 0 | 0 | 0 | 0 | 0 | 0 | 1.8 | 0 | 0 | 0 | EIA-860, EIA-860M and EIA-923 | 201603
Estados Unidos | Prairie Rose Wind Farm | Enel Green Power NA, Inc. |  | 43.8282 | -96.3216 | Luverne | Rock | Minnesota | 56156 | 211 East Main Street, Suite 10 | 200 | 200 | Eólica | Eólica | 0 | 0 | 0 | 0 | 0 | 0 | 0 | 0 | 200 | 0 | 0 | 0 | EIA-860, EIA-860M and EIA-923 | 201603
Estados Unidos | City & County of Denver at Denver Int'l | Denver Airport Solar, LLC |  | 39.9 | -104.66 | Denver | Adams | Colorado | 80249 | 28600 E 114th Ave. | 3.4 | 3.4 | Solar | Solar | 0 | 0 | 0 | 0 | 0 | 0 | 0 | 3.4 | 0 | 0 | 0 | 0 | EIA-860, EIA-860M and EIA-923 | 201603
Estados Unidos | McCormick & Co. Inc. at Belcamp | Constellation Solar Maryland, LLC |  | 39.4836 | -76.2292 | Belcamp | Harford | Maryland | 21017 | 4607 McCormick Dr. | 1.4 | 1.4 | Solar | Solar | 0 | 0 | 0 | 0 | 0 | 0 | 0 | 1.4 | 0 | 0 | 0 | 0 | EIA-860, EIA-860M and EIA-923 | 201603
Estados Unidos | Toys R Us- DE, Inc. at Mt. Olive, NJ | Constellation Solar New Jersey II, LLC |  | 40.8189 | -74.7186 | Mt. Olive | Morris | New Jersey | 07828 | 703 Bartley-Chester Road | 4.1 | 4.1 | Solar | Solar | 0 | 0 | 0 | 0 | 0 | 0 | 0 | 4.1 | 0 | 0 | 0 | 0 | EIA-860, EIA-860M and EIA-923 | 201603
Estados Unidos | Zotos International WPGF | Zotos International |  | 42.8869 | -76.9683 | Geneva | Ontario | New York | 14456 | 300 Forge Avenue | 3.4 | 3.4 | Eólica | Eólica | 0 | 0 | 0 | 0 | 0 | 0 | 0 | 0 | 3.4 | 0 | 0 | 0 | EIA-860, EIA-860M and EIA-923 | 201603
Estados Unidos | Elm Creek Wind II LLC | Iberdrola Renewables Inc |  | 43.6848 | -94.8799 | Trimont | Martin | Minnesota | 56176 | 231 220th Street | 148.8 | 148.8 | Eólica | Eólica | 0 | 0 | 0 | 0 | 0 | 0 | 0 | 0 | 148.8 | 0 | 0 | 0 | EIA-860, EIA-860M and EIA-923 | 201603
Estados Unidos | Regulus Solar Project | Regulus Solar, LLC |  | 35.3 | -118.852 | Bakersfield | Kern | California | 93307 | Intersection of East Panama La | 60 | 60 | Solar | Solar | 0 | 0 | 0 | 0 | 0 | 0 | 0 | 60 | 0 | 0 | 0 | 0 | EIA-860, EIA-860M and EIA-923 | 201603
Estados Unidos | FRV Cygnus Solar Project | Southern Power Co |  | 35.1028 | -118.954 | Bakersfield | Kern | California | 93313 | Crider Road west of SR99 | 20 | 20 | Solar | Solar | 0 | 0 | 0 | 0 | 0 | 0 | 0 | 20 | 0 | 0 | 0 | 0 | EIA-860, EIA-860M and EIA-923 | 201603
Estados Unidos | Yamhill Solar LLC | EDF Renewable Asset Holdings, Inc. |  | 45.1089 | -123.279 | Amity | Yamhill | Oregon | 97101 | Not Yet Available | 1 | 1 | Solar | Solar | 0 | 0 | 0 | 0 | 0 | 0 | 0 | 1 | 0 | 0 | 0 | 0 | EIA-860, EIA-860M and EIA-923 | 201603
Estados Unidos | Town of Falmouth WWTP | Town of Falmouth |  | 41.6067 | -70.6206 | Falmouth | Barnstable | Massachusetts | 02540 | Blacksmith Shop Rd | 1.6 | 1.6 | Eólica | Eólica | 0 | 0 | 0 | 0 | 0 | 0 | 0 | 0 | 1.6 | 0 | 0 | 0 | EIA-860, EIA-860M and EIA-923 | 201603
Estados Unidos | Bakersfield College Solar 01 | Kern Community College District |  | 35.4118 | -118.969 | Bakersfield | Kern | California | 93301 | 1801 Panorama Drive | 1.1 | 1.1 | Solar | Solar | 0 | 0 | 0 | 0 | 0 | 0 | 0 | 1.1 | 0 | 0 | 0 | 0 | EIA-860, EIA-860M and EIA-923 | 201603
Estados Unidos | Temescal Canyon RV, LLC | Temescal Canyon RV, LLC |  | 33.8264 | -117.512 | Corona | Riverside | California | 92881 | 20242 Temescal Canyon Rd | 1.5 | 1.5 | Solar | Solar | 0 | 0 | 0 | 0 | 0 | 0 | 0 | 1.5 | 0 | 0 | 0 | 0 | EIA-860, EIA-860M and EIA-923 | 201603
Estados Unidos | Avra Valley Solar | NRG Solar Avra Valley |  | 32.3717 | -111.283 | Marana | Pima | Arizona | 85653 | 9602 N. Garvey Road | 25 | 25 | Solar | Solar | 0 | 0 | 0 | 0 | 0 | 0 | 0 | 25 | 0 | 0 | 0 | 0 | EIA-860, EIA-860M and EIA-923 | 201603
Estados Unidos | Vineland Mays Landing Solar | NJR Clean Energy Ventures Corporation |  | 39.4175 | -74.9739 | Millville | Cumberland | New Jersey | 08332 | 3042 Mays Landing Road | 4.3 | 4.3 | Solar | Solar | 0 | 0 | 0 | 0 | 0 | 0 | 0 | 4.3 | 0 | 0 | 0 | 0 | EIA-860, EIA-860M and EIA-923 | 201603
Estados Unidos | Manalapan Village Solar | NJR Clean Energy Ventures Corporation |  | 40.2567 | -74.3497 | Manalapan | Monmouth | New Jersey | 07726 | 162 Highway 33 and Millhurst R | 3.5 | 3.5 | Solar | Solar | 0 | 0 | 0 | 0 | 0 | 0 | 0 | 3.5 | 0 | 0 | 0 | 0 | EIA-860, EIA-860M and EIA-923 | 201603
Estados Unidos | McGraw Hill Solar | NJR Clean Energy Ventures Corporation |  | 40.2797 | -74.5564 | East Windsor Township | Mercer | New Jersey | 08520 | 159 Princeton Hightstown Road | 12 | 12 | Solar | Solar | 0 | 0 | 0 | 0 | 0 | 0 | 0 | 12 | 0 | 0 | 0 | 0 | EIA-860, EIA-860M and EIA-923 | 201603
Estados Unidos | Cimarron Windpower II | Cimarron Windpower II, LLC |  | 37.9013 | -100.372 | Cimarron | Gray | Kansas | 20069 | 8502 State Highway 23 | 131 | 131 | Eólica | Eólica | 0 | 0 | 0 | 0 | 0 | 0 | 0 | 0 | 131 | 0 | 0 | 0 | EIA-860, EIA-860M and EIA-923 | 201603
Estados Unidos | SAF Hydroelectric LLC | SAF Hydroelectric LLC |  | 44.9789 | -93.2478 | Minneapolis | Hennepin | Minnesota | 55454 | 1815 West River Parkway | 9.6 | 9.6 | Hidroeléctrica | Hidroeléctrica | 0 | 0 | 0 | 0 | 9.6 | 0 | 0 | 0 | 0 | 0 | 0 | 0 | EIA-860, EIA-860M and EIA-923 | 201603
Estados Unidos | Seabrook Solar Plant | SBS Energy Partners LLC |  | 39.485 | -75.215 | Seabrook | Cumberland | New Jersey | 08302 | 85 Finley Road | 3.2 | 3.2 | Solar | Solar | 0 | 0 | 0 | 0 | 0 | 0 | 0 | 3.2 | 0 | 0 | 0 | 0 | EIA-860, EIA-860M and EIA-923 | 201603
Estados Unidos | CASD Solar | Carlisle Area School District |  | 40.2142 | -77.2061 | Carlisle | Cumberland | Pennsylvania | 17013 | 623 West Penn Street | 1.3 | 1.3 | Solar | Solar | 0 | 0 | 0 | 0 | 0 | 0 | 0 | 1.3 | 0 | 0 | 0 | 0 | EIA-860, EIA-860M and EIA-923 | 201603
Estados Unidos | SMUD at Grundman | Sacramento PV Energy, LLC |  | 38.3647 | -121.413 | Elk Grove | Sacramento | California | 95757 | 10645 Bruceville Road | 17 | 17 | Solar | Solar | 0 | 0 | 0 | 0 | 0 | 0 | 0 | 17 | 0 | 0 | 0 | 0 | EIA-860, EIA-860M and EIA-923 | 201603
Estados Unidos | SMUD at Van Conett | Sacramento PV Energy, LLC |  | 38.2531 | -121.279 | Galt | Sacramento | California | 95632 | 10930 Boessow Road | 2.9 | 2.9 | Solar | Solar | 0 | 0 | 0 | 0 | 0 | 0 | 0 | 2.9 | 0 | 0 | 0 | 0 | EIA-860, EIA-860M and EIA-923 | 201603
Estados Unidos | SMUD at Fleshman | Sacramento PV Energy, LLC |  | 38.2378 | -121.338 | Galt | Sacramento | California | 95632 | 9690 Kost Road | 2.9 | 2.9 | Solar | Solar | 0 | 0 | 0 | 0 | 0 | 0 | 0 | 2.9 | 0 | 0 | 0 | 0 | EIA-860, EIA-860M and EIA-923 | 201603
Estados Unidos | Macys Goodyear | Macys Corporate Services, Inc |  | 33.4091 | -112.415 | Goodyear | Maricopa | Arizona | 85338 | 16575 W. Commerce Dr. | 3.5 | 3.5 | Solar | Solar | 0 | 0 | 0 | 0 | 0 | 0 | 0 | 3.5 | 0 | 0 | 0 | 0 | EIA-860, EIA-860M and EIA-923 | 201603
Estados Unidos | Indian Orchard PV Facility | Western Massachusetts Electric Company |  | 42.1514 | -72.4989 | Springfield | Hampden | Massachusetts | 01151 | 225 Goodwin Street | 2.3 | 2.3 | Solar | Solar | 0 | 0 | 0 | 0 | 0 | 0 | 0 | 2.3 | 0 | 0 | 0 | 0 | EIA-860, EIA-860M and EIA-923 | 201603
Estados Unidos | Pioneer Trail Wind Farm, LLC | E ON Climate Renewables N America LLC |  | 40.4641 | -88.0215 | Paxton | Iroquois | Illinois | 60957 | 402 N 2300 East Road | 150.4 | 150.4 | Eólica | Eólica | 0 | 0 | 0 | 0 | 0 | 0 | 0 | 0 | 150.4 | 0 | 0 | 0 | EIA-860, EIA-860M and EIA-923 | 201603
Estados Unidos | Silver Lake Solar Photovoltaic Facility | Western Massachusetts Electric Company |  | 42.4525 | -73.2403 | Pittsfield | Berkshire | Massachusetts | 01201 | 75 Silver Lake Boulevard | 1.8 | 1.8 | Solar | Solar | 0 | 0 | 0 | 0 | 0 | 0 | 0 | 1.8 | 0 | 0 | 0 | 0 | EIA-860, EIA-860M and EIA-923 | 201603
Estados Unidos | Post Rock Wind Power Project, LLC | Pattern Operators LP |  | 38.8417 | -98.2994 | Ellsworth | Ellsworth | Kansas | 67439 | 307 11th Road | 201 | 201 | Eólica | Eólica | 0 | 0 | 0 | 0 | 0 | 0 | 0 | 0 | 201 | 0 | 0 | 0 | EIA-860, EIA-860M and EIA-923 | 201603
Estados Unidos | Arlington Valley Solar Energy II | Arlington Valley Solar Energy II LLC |  | 33.305 | -112.834 | Arlington | Maricopa | Arizona | 85326 | South of Elliot Road and west | 125.4 | 125.4 | Solar | Solar | 0 | 0 | 0 | 0 | 0 | 0 | 0 | 125.4 | 0 | 0 | 0 | 0 | EIA-860, EIA-860M and EIA-923 | 201603
Estados Unidos | City of Madera WWTP | SunE GIL1, LLC |  | 36.9408 | -120.157 | Madera | Madera | California | 93637 | 13048 Road 21 1/2 | 1 | 1 | Solar | Solar | 0 | 0 | 0 | 0 | 0 | 0 | 0 | 1 | 0 | 0 | 0 | 0 | EIA-860, EIA-860M and EIA-923 | 201603
Estados Unidos | Rinehart | Humphrey Realty |  | 28.7706 | -81.3533 | Lake Mary | Seminole | Florida | 32746 | 400 Rinehart Road | 10 | 10 | Solar | Solar | 0 | 0 | 0 | 0 | 0 | 0 | 0 | 10 | 0 | 0 | 0 | 0 | EIA-860, EIA-860M and EIA-923 | 201603
Estados Unidos | Turnbull Hydro | Turnbull Hydro LLC |  | 47.6053 | -112.097 | Fairfield | Teton | Montana | 59436 | 51 4th Lane SW | 13 | 13 | Hidroeléctrica | Hidroeléctrica | 0 | 0 | 0 | 0 | 13 | 0 | 0 | 0 | 0 | 0 | 0 | 0 | EIA-860, EIA-860M and EIA-923 | 201603
Estados Unidos | DOE Golden NWTC Load Side | DOE National Renewable Energy Laboratory |  | 39.909 | -105.232 | Golden | Jefferson | Colorado | 80403 | 18200 Highway 28 | 1.1 | 1.1 | Solar | Solar | 0 | 0 | 0 | 0 | 0 | 0 | 0 | 1.1 | 0 | 0 | 0 | 0 | EIA-860, EIA-860M and EIA-923 | 201603
Estados Unidos | DOE Golden NWTC Turbine Side | DOE National Renewable Energy Laboratory |  | 39.9139 | -105.215 | Golden | Jefferson | Colorado | 80403 | 18200 Highway 128 | 8.8 | 8.8 | Eólica | Eólica | 0 | 0 | 0 | 0 | 0 | 0 | 0 | 0 | 8.8 | 0 | 0 | 0 | EIA-860, EIA-860M and EIA-923 | 201603
Estados Unidos | DOE Golden NREL Main Campus | DOE National Renewable Energy Laboratory |  | 39.7409 | -105.171 | Golden | Jefferson | Colorado | 80401 | 15013 Denver West Blvd. | 3.4 | 3.4 | Solar | Solar | 0 | 0 | 0 | 0 | 0 | 0 | 0 | 3.4 | 0 | 0 | 0 | 0 | EIA-860, EIA-860M and EIA-923 | 201603
Estados Unidos | Topaz Solar Farm | Topaz Solar Farms LLC |  | 35.4056 | -120.069 | Santa Margarita | San Luis Obispo | California | 93453 | NA | 585.9 | 585.9 | Solar | Solar | 0 | 0 | 0 | 0 | 0 | 0 | 0 | 585.9 | 0 | 0 | 0 | 0 | EIA-860, EIA-860M and EIA-923 | 201603
Estados Unidos | Power Generation Station (PGS) 2 | East Bay Municipal Util Dist |  | 37.8258 | -122.296 | Oakland | Alameda | California | 94607 | 2020 Wake Ave. | 3.8 | 3.8 | Biomasa | Biomasa | 0 | 0 | 0 | 0 | 0 | 0 | 0 | 0 | 0 | 0 | 3.8 | 0 | EIA-860, EIA-860M and EIA-923 | 201603
Estados Unidos | Aerojet I | Solar Power Inc. |  | 38.6135 | -121.163 | Rancho Cordova | Sacramento | California | 95670 | Aerojet Rd & White Rock Rd | 3 | 3 | Solar | Solar | 0 | 0 | 0 | 0 | 0 | 0 | 0 | 3 | 0 | 0 | 0 | 0 | EIA-860, EIA-860M and EIA-923 | 201603
Estados Unidos | Aerojet II | Solar Power Inc. |  | 38.6086 | -121.17 | Rancho Cordova | Sacramento | California | 95670 | Aerojet Rd & White Rock Rd | 2.7 | 2.7 | Solar | Solar | 0 | 0 | 0 | 0 | 0 | 0 | 0 | 2.7 | 0 | 0 | 0 | 0 | EIA-860, EIA-860M and EIA-923 | 201603
Estados Unidos | Webberville Solar Project | FRV AE Solar LLC |  | 30.2385 | -97.5088 | Manor | Travis | Texas | 78653 | 18580 FM 969 | 30 | 30 | Solar | Solar | 0 | 0 | 0 | 0 | 0 | 0 | 0 | 30 | 0 | 0 | 0 | 0 | EIA-860, EIA-860M and EIA-923 | 201603
Estados Unidos | Vasco Winds | Vasco Winds, LLC |  | 37.7908 | -121.718 | Livermore | Contra Costa | California | 94550 | 6185 Industrial Way | 78.2 | 78.2 | Eólica | Eólica | 0 | 0 | 0 | 0 | 0 | 0 | 0 | 0 | 78.2 | 0 | 0 | 0 | EIA-860, EIA-860M and EIA-923 | 201603
Estados Unidos | Montezuma Wind II | NextEra Energy Montezuma Wind II, LLC |  | 38.1167 | -121.822 | Birds Landing | Solano | California | 94512 | 6700 Birds Landing Road | 78.2 | 78.2 | Eólica | Eólica | 0 | 0 | 0 | 0 | 0 | 0 | 0 | 0 | 78.2 | 0 | 0 | 0 | EIA-860, EIA-860M and EIA-923 | 201603
Estados Unidos | Blue Water Renewables Inc | Blue Water Renewables Inc |  | 42.9158 | -82.5945 | Kimball Township | St Clair | Michigan | 48074 | 6797 Smiths Creek Road | 3.2 | 3.2 | Biomasa | Biomasa | 0 | 0 | 0 | 0 | 0 | 0 | 0 | 0 | 0 | 0 | 3.2 | 0 | EIA-860, EIA-860M and EIA-923 | 201603
Estados Unidos | Mesquite Solar 1 | Mesquite Solar 1, LLC |  | 33.3418 | -112.904 | Tonopah | Maricopa | Arizona | 85354 | 39903 W. Elliot Road | 170 | 170 | Solar | Solar | 0 | 0 | 0 | 0 | 0 | 0 | 0 | 170 | 0 | 0 | 0 | 0 | EIA-860, EIA-860M and EIA-923 | 201603
Estados Unidos | Catalina Solar LLC | EDF Renewable Asset Holdings, Inc. |  | 34.9383 | -118.334 | Rosamond | Kern | California | 93560 | 1232 Catalina rd | 110 | 110 | Solar | Solar | 0 | 0 | 0 | 0 | 0 | 0 | 0 | 110 | 0 | 0 | 0 | 0 | EIA-860, EIA-860M and EIA-923 | 201603
Estados Unidos | UASTP II | Tucson Electric Power Co |  | 32.097 | -110.811 | Tucson | Pima | Arizona | 85701 | University of Arizona Science | 4 | 4 | Solar | Solar | 0 | 0 | 0 | 0 | 0 | 0 | 0 | 4 | 0 | 0 | 0 | 0 | EIA-860, EIA-860M and EIA-923 | 201603
Estados Unidos | Berkshire Wind Power Project | Massachusetts Mun Wholes Electric Co |  | 42.5867 | -73.275 | Lanesboro | Berkshire | Massachusetts | 01224 | 108 Brodie Mountain Rd | 15 | 15 | Eólica | Eólica | 0 | 0 | 0 | 0 | 0 | 0 | 0 | 0 | 15 | 0 | 0 | 0 | EIA-860, EIA-860M and EIA-923 | 201603
Estados Unidos | North Palm Springs 4A | Solar Power Inc. |  | 33.9097 | -116.563 | Palm Springs | Riverside | California | 92240 | 19th Ave and Karen Rd | 4 | 4 | Solar | Solar | 0 | 0 | 0 | 0 | 0 | 0 | 0 | 4 | 0 | 0 | 0 | 0 | EIA-860, EIA-860M and EIA-923 | 201603
Estados Unidos | Johnson Matthey, Inc. Solar | Constellation Solar New Jersey II, LLC |  | 39.8253 | -75.2197 | Paulsboro | Gloucester | New Jersey | 08066 | 240 Mantua Grove Road | 4 | 4 | Solar | Solar | 0 | 0 | 0 | 0 | 0 | 0 | 0 | 4 | 0 | 0 | 0 | 0 | EIA-860, EIA-860M and EIA-923 | 201603
Estados Unidos | NJMC Landfill | Public Service Elec & Gas Co |  | 40.7508 | -74.11 | Kearny | Hudson | New Jersey | 07032 | 932 Bellville Turnpike NJMC 1A | 2.5 | 2.5 | Solar | Solar | 0 | 0 | 0 | 0 | 0 | 0 | 0 | 2.5 | 0 | 0 | 0 | 0 | EIA-860, EIA-860M and EIA-923 | 201603
Estados Unidos | Shiloh IV Wind Project LLC | EDF Renewable Asset Holdings, Inc. |  | 38.1375 | -121.855 | Birds Landing | Solano | California | 94512 | 6523 Montezuma Hills Rd | 101.3 | 101.3 | Eólica | Eólica | 0 | 0 | 0 | 0 | 0 | 0 | 0 | 0 | 101.3 | 0 | 0 | 0 | EIA-860, EIA-860M and EIA-923 | 201603
Estados Unidos | Summit Associates | Public Service Elec & Gas Co |  | 40.5003 | -74.3536 | Edison | Middlesex | New Jersey | 08818 | 45 Fernwood Ave. & 110 Fieldcr | 1.9 | 1.9 | Solar | Solar | 0 | 0 | 0 | 0 | 0 | 0 | 0 | 1.9 | 0 | 0 | 0 | 0 | EIA-860, EIA-860M and EIA-923 | 201603
Estados Unidos | BlackRock-Matrix | Public Service Elec & Gas Co |  | 40.3622 | -74.4797 | South Brunswick | Middlesex | New Jersey | 08810 | 140 Docks Corner Rd. | 2.5 | 2.5 | Solar | Solar | 0 | 0 | 0 | 0 | 0 | 0 | 0 | 2.5 | 0 | 0 | 0 | 0 | EIA-860, EIA-860M and EIA-923 | 201603
Estados Unidos | Mill Creek Solar | Public Service Elec & Gas Co |  | 40.0314 | -74.8247 | Burlington | Burlington | New Jersey | 08016 | 600 Irick Road | 3.5 | 3.5 | Solar | Solar | 0 | 0 | 0 | 0 | 0 | 0 | 0 | 3.5 | 0 | 0 | 0 | 0 | EIA-860, EIA-860M and EIA-923 | 201603
Estados Unidos | Lake Hodges Hydroelectric Facility | San Diego County Water Auth |  | 33.0586 | -117.119 | Escondido | San Diego | California | 92029 | 18963 Lake Drive | 42 | 42 | Bombeo hidráulico | Bombeo hidráulico | 0 | 0 | 0 | 0 | 0 | 42 | 0 | 0 | 0 | 0 | 0 | 0 | EIA-860, EIA-860M and EIA-923 | 201603
Estados Unidos | Benjamin Moore & Co. Solar | Constellation Solar New Jersey, LLC |  | 40.8256 | -74.7147 | Mount Olive | Morris | New Jersey | 07828 | 360 US Route 206 | 1.4 | 1.4 | Solar | Solar | 0 | 0 | 0 | 0 | 0 | 0 | 0 | 1.4 | 0 | 0 | 0 | 0 | EIA-860, EIA-860M and EIA-923 | 201603
Estados Unidos | Cherry Hill | NFI Solar LLC |  | 39.8761 | -75.0086 | Cherry Hill | Camden | New Jersey | 08003 | 1515 Burnt Mill Rd | 1.1 | 1.1 | Solar | Solar | 0 | 0 | 0 | 0 | 0 | 0 | 0 | 1.1 | 0 | 0 | 0 | 0 | EIA-860, EIA-860M and EIA-923 | 201603
Estados Unidos | UCSD Fuel Cell Plant | BioFuels Point Loma LLC |  | 32.8772 | -117.235 | San Diego | San Diego | California | 92093 | 9400 Gilman Drive | 2.8 | 2.8 | Biomasa | Biomasa | 0 | 0 | 0 | 0 | 0 | 0 | 0 | 0 | 0 | 0 | 2.8 | 0 | EIA-860, EIA-860M and EIA-923 | 201603
Estados Unidos | SPS1 Dollarhide | SunE SPS1, LLC |  | 32.1274 | -103.138 | Jal | Lea | New Mexico | 88252 | Willis Road | 10 | 10 | Solar | Solar | 0 | 0 | 0 | 0 | 0 | 0 | 0 | 10 | 0 | 0 | 0 | 0 | EIA-860, EIA-860M and EIA-923 | 201603
Estados Unidos | SPS2 Jal | SunE SPS2, LLC |  | 32.1836 | -103.183 | Jal | Lea | New Mexico | 88252 | 74 Flying E Road | 10 | 10 | Solar | Solar | 0 | 0 | 0 | 0 | 0 | 0 | 0 | 10 | 0 | 0 | 0 | 0 | EIA-860, EIA-860M and EIA-923 | 201603
Estados Unidos | SPS3 Lea | SunE SPS3, LLC |  | 32.4697 | -103.323 | Eunicel | Lea | New Mexico | 88231 | NM Highway 176 | 10 | 10 | Solar | Solar | 0 | 0 | 0 | 0 | 0 | 0 | 0 | 10 | 0 | 0 | 0 | 0 | EIA-860, EIA-860M and EIA-923 | 201603
Estados Unidos | SPS4 Monument | SunE SPS4, LLC |  | 32.6819 | -103.304 | Monument | Lea | New Mexico | 88240 | Maddox Road | 10.1 | 10.1 | Solar | Solar | 0 | 0 | 0 | 0 | 0 | 0 | 0 | 10.1 | 0 | 0 | 0 | 0 | EIA-860, EIA-860M and EIA-923 | 201603
Estados Unidos | SPS5 Hopi | SunE SPS5, LLC |  | 32.3456 | -104.235 | Carlsbad | Eddy | New Mexico | 88220 | 800 W. Derrick Road | 10.1 | 10.1 | Solar | Solar | 0 | 0 | 0 | 0 | 0 | 0 | 0 | 10.1 | 0 | 0 | 0 | 0 | EIA-860, EIA-860M and EIA-923 | 201603
Estados Unidos | Suzlon Project VIII LLC | Suzlon Project VIII LLC |  | 35.75 | -102.28 | Channing | Hartley | Texas | 79018 | 4495 FM 722 | 4.2 | 4.2 | Eólica | Eólica | 0 | 0 | 0 | 0 | 0 | 0 | 0 | 0 | 4.2 | 0 | 0 | 0 | EIA-860, EIA-860M and EIA-923 | 201603
Estados Unidos | Vineland Headquarters | NFI Solar LLC |  | 39.4903 | -75.0374 | Vineland | Cumberland | New Jersey | 08360 | 71 W Park Avenue | 1.1 | 1.1 | Solar | Solar | 0 | 0 | 0 | 0 | 0 | 0 | 0 | 1.1 | 0 | 0 | 0 | 0 | EIA-860, EIA-860M and EIA-923 | 201603
Estados Unidos | North Palm Springs 1A | Solar Power Inc. |  | 33.9242 | -116.593 | Palm Springs | Riverside | California | 92240 | Dillon Rd & Worsley Rd | 2.4 | 2.4 | Solar | Solar | 0 | 0 | 0 | 0 | 0 | 0 | 0 | 2.4 | 0 | 0 | 0 | 0 | EIA-860, EIA-860M and EIA-923 | 201603
Estados Unidos | Laurel Hill Wind | Laurel Wind Energy LLC |  | 41.5323 | -77.0296 | Roaring Branch | Lycoming | Pennsylvania | 17765 | 1464 Marshall Road | 69 | 69 | Eólica | Eólica | 0 | 0 | 0 | 0 | 0 | 0 | 0 | 0 | 69 | 0 | 0 | 0 | EIA-860, EIA-860M and EIA-923 | 201603
Estados Unidos | The City of Vineland at West Vineland | Constellation Solar New Jersey, LLC |  | 39.4624 | -75.07 | Vineland | Cumberland | New Jersey | 08360 | 1776 South Mill Rd. | 3.7 | 3.7 | Solar | Solar | 0 | 0 | 0 | 0 | 0 | 0 | 0 | 3.7 | 0 | 0 | 0 | 0 | EIA-860, EIA-860M and EIA-923 | 201603
Estados Unidos | The City of Vineland at North Vineland | Constellation Solar New Jersey, LLC |  | 39.505 | -74.9977 | Vineland | Cumberland | New Jersey | 08360 | 1310 North Main Rd. | 2.3 | 2.3 | Solar | Solar | 0 | 0 | 0 | 0 | 0 | 0 | 0 | 2.3 | 0 | 0 | 0 | 0 | EIA-860, EIA-860M and EIA-923 | 201603
Estados Unidos | FedEx Field Solar Facility | NRG Solar Arrowhead LLC |  | 38.9078 | -76.8644 | Landover | Prince Georges | Maryland | 20785 | 1600 FedEx Way | 2 | 2 | Solar | Solar | 0 | 0 | 0 | 0 | 0 | 0 | 0 | 2 | 0 | 0 | 0 | 0 | EIA-860, EIA-860M and EIA-923 | 201603
Estados Unidos | Gordon Butte Wind LLC | Gordon Butte Wind LLC |  | 46.4119 | -110.338 | Martinsdale | Meagher | Montana | 59053 | 45 John Sears Road | 9.6 | 9.6 | Eólica | Eólica | 0 | 0 | 0 | 0 | 0 | 0 | 0 | 0 | 9.6 | 0 | 0 | 0 | EIA-860, EIA-860M and EIA-923 | 201603
Estados Unidos | Sawtooth Wind Project | Idaho Winds LLC |  | 42.9822 | -115.393 | Glenns Ferry | Elmore | Idaho | 83623 | 5420 W Wicher Road | 22.4 | 22.4 | Eólica | Eólica | 0 | 0 | 0 | 0 | 0 | 0 | 0 | 0 | 22.4 | 0 | 0 | 0 | EIA-860, EIA-860M and EIA-923 | 201603
Estados Unidos | Maple Solar | NFI Solar LLC |  | 39.4875 | -74.9808 | Vineland | Cumberland | New Jersey | 08361 | 2363 Maple Avenue | 2.4 | 2.4 | Solar | Solar | 0 | 0 | 0 | 0 | 0 | 0 | 0 | 2.4 | 0 | 0 | 0 | 0 | EIA-860, EIA-860M and EIA-923 | 201603
Estados Unidos | Los Vientos Wind 1A | Los Vientos Wind 1A, LLC |  | 26.3307 | -97.5857 | Sebastian | Cameron | Texas | 78594 | 4545 FM 507 | 200 | 200 | Eólica | Eólica | 0 | 0 | 0 | 0 | 0 | 0 | 0 | 0 | 200 | 0 | 0 | 0 | EIA-860, EIA-860M and EIA-923 | 201603
Estados Unidos | Los Vientos Wind 1B | Los Vientos Wind 1B, LLC |  | 26.3489 | -97.6668 | Sebastian | Cameron | Texas | 78594 | 4545 FM 507 | 201.6 | 201.6 | Eólica | Eólica | 0 | 0 | 0 | 0 | 0 | 0 | 0 | 0 | 201.6 | 0 | 0 | 0 | EIA-860, EIA-860M and EIA-923 | 201603
Estados Unidos | SMUD at Lawrence | Sacramento PV Energy, LLC |  | 38.3389 | -121.431 | Elk Grove | Sacramento | California | 95757 | 6150 Point Pleasant Road | 1 | 1 | Solar | Solar | 0 | 0 | 0 | 0 | 0 | 0 | 0 | 1 | 0 | 0 | 0 | 0 | EIA-860, EIA-860M and EIA-923 | 201603
Estados Unidos | Frederick County LFGTE Facility | Frederick County Virginia |  | 39.1408 | -78.0975 | Winchester | Frederick | Virginia | 22602 | 280 Landfill Road | 2 | 2 | Biomasa | Biomasa | 0 | 0 | 0 | 0 | 0 | 0 | 0 | 0 | 0 | 0 | 2 | 0 | EIA-860, EIA-860M and EIA-923 | 201603
Estados Unidos | TPW Petersburg | TPW Petersburg LLC |  | 41.8646 | -97.9612 | Petersburg | Boone | Nebraska | 68652 | 2460 State Highway Road 32 | 40.5 | 40.5 | Eólica | Eólica | 0 | 0 | 0 | 0 | 0 | 0 | 0 | 0 | 40.5 | 0 | 0 | 0 | EIA-860, EIA-860M and EIA-923 | 201603
Estados Unidos | Coastal Energy Project | Coastal Community Action Program |  | 46.7936 | -124.065 | Aberdeen | Grays Harbor | Washington | 98520 | 117 East Third St | 6 | 6 | Eólica | Eólica | 0 | 0 | 0 | 0 | 0 | 0 | 0 | 0 | 6 | 0 | 0 | 0 | EIA-860, EIA-860M and EIA-923 | 201603
Estados Unidos | Pacific Wind LLC | EDF Renewable Asset Holdings, Inc. |  | 34.8914 | -118.433 | Rosamond | Kern | California | 93560 | 4551 170th Street West | 140 | 140 | Eólica | Eólica | 0 | 0 | 0 | 0 | 0 | 0 | 0 | 0 | 140 | 0 | 0 | 0 | EIA-860, EIA-860M and EIA-923 | 201603
Estados Unidos | Mount Saint Mary's | Constellation Solar Horizons LLC |  | 39.675 | -77.345 | Emmitsburg | Frederick | Maryland | 21727 | 16300 Old Emmitsburg Road | 13.7 | 13.7 | Solar | Solar | 0 | 0 | 0 | 0 | 0 | 0 | 0 | 13.7 | 0 | 0 | 0 | 0 | EIA-860, EIA-860M and EIA-923 | 201603
Estados Unidos | Consumer Products (Camas) LLC | Georgia-Pacific Consumer Products (Camas) LLC |  | 45.5847 | -122.406 | Camas | Clark | Washington | 98607 | 401 NE Adams St | 10 | 10 | Biomasa | Biomasa | 0 | 0 | 0 | 0 | 0 | 0 | 0 | 0 | 0 | 0 | 10 | 0 | EIA-860, EIA-860M and EIA-923 | 201603
Estados Unidos | Power County Wind Park South | Power County Wind Park South LLC |  | 42.7033 | -112.758 | American Falls | Power | Idaho | 83211 | Garden Road | 22.5 | 22.5 | Eólica | Eólica | 0 | 0 | 0 | 0 | 0 | 0 | 0 | 0 | 22.5 | 0 | 0 | 0 | EIA-860, EIA-860M and EIA-923 | 201603
Estados Unidos | Power County Wind Park North | Power County Wind Park North LLC |  | 42.7389 | -112.749 | American Falls | Power | Idaho | 83211 | Garden Road | 22.5 | 22.5 | Eólica | Eólica | 0 | 0 | 0 | 0 | 0 | 0 | 0 | 0 | 22.5 | 0 | 0 | 0 | EIA-860, EIA-860M and EIA-923 | 201603
Estados Unidos | Cimarron Wind Energy LLC | Cimarron Wind Energy LLC |  | 37.8739 | -100.28 | Cimmaron | Gray | Kansas | 67384 | 10001 19 Road | 165.6 | 165.6 | Eólica | Eólica | 0 | 0 | 0 | 0 | 0 | 0 | 0 | 0 | 165.6 | 0 | 0 | 0 | EIA-860, EIA-860M and EIA-923 | 201603
Estados Unidos | Youngs Creek Hydroelectric Project | PUD 1 of Snohomish County |  | 47.7916 | -121.8 | Monroe | Snohomish | Washington | 98272 | 21632 Youngs River Truck Trail | 7.9 | 7.9 | Hidroeléctrica | Hidroeléctrica | 0 | 0 | 0 | 0 | 7.9 | 0 | 0 | 0 | 0 | 0 | 0 | 0 | EIA-860, EIA-860M and EIA-923 | 201603
Estados Unidos | Naval Air Weapons Station China Lake | Solar Star California XV, LLC |  | 35.6877 | -117.681 | Ridgecrest | Kern | California | 93555 | 101-115 E Inyokern Rd | 11.1 | 11.1 | Solar | Solar | 0 | 0 | 0 | 0 | 0 | 0 | 0 | 11.1 | 0 | 0 | 0 | 0 | EIA-860, EIA-860M and EIA-923 | 201603
Estados Unidos | Arizona Western College PV | Main Street Power |  | 32.6878 | -114.496 | Yuma | Yuma | Arizona | 85365 | 2020 S. Avenue 8E | 4.7 | 4.7 | Solar | Solar | 0 | 0 | 0 | 0 | 0 | 0 | 0 | 4.7 | 0 | 0 | 0 | 0 | EIA-860, EIA-860M and EIA-923 | 201603
Estados Unidos | Rockland Wind Farm | Ridgeline Energy LLC |  | 42.6747 | -112.902 | American Falls | Power | Idaho | 83211 | 3426 Harvest Lane | 79.2 | 79.2 | Eólica | Eólica | 0 | 0 | 0 | 0 | 0 | 0 | 0 | 0 | 79.2 | 0 | 0 | 0 | EIA-860, EIA-860M and EIA-923 | 201603
Estados Unidos | Brown County Wind Turbine | Adams Electric Cooperative |  | 39.9733 | -90.6992 | Mount Sterling | Brown | Illinois | 62353 | 910 1100E | 1.5 | 1.5 | Eólica | Eólica | 0 | 0 | 0 | 0 | 0 | 0 | 0 | 0 | 1.5 | 0 | 0 | 0 | EIA-860, EIA-860M and EIA-923 | 201603
Estados Unidos | Longwood Gardens | Ecogy Pennsylvania Systems LLC |  | 39.8667 | -75.6678 | Kennett Square | Chester | Pennsylvania | 19348 | 1000 E. Baltimore Pike | 1.3 | 1.3 | Solar | Solar | 0 | 0 | 0 | 0 | 0 | 0 | 0 | 1.3 | 0 | 0 | 0 | 0 | EIA-860, EIA-860M and EIA-923 | 201603
Estados Unidos | Mehoopany Wind Energy LLC | AE Power Services LLC |  | 41.4206 | -76.0492 | Noxen | Wyoming | Pennsylvania | 18636 | 1250 Fire Tower Road | 142.6 | 142.6 | Eólica | Eólica | 0 | 0 | 0 | 0 | 0 | 0 | 0 | 0 | 142.6 | 0 | 0 | 0 | EIA-860, EIA-860M and EIA-923 | 201603
Estados Unidos | South Bay Fuel Cell Plant | BioFuels Point Loma LLC |  | 32.5433 | -117.068 | San Diego | San Diego | California | 92154 | 2411 Dairy Mart Road | 1.4 | 1.4 | Biomasa | Biomasa | 0 | 0 | 0 | 0 | 0 | 0 | 0 | 0 | 0 | 0 | 1.4 | 0 | EIA-860, EIA-860M and EIA-923 | 201603
Estados Unidos | Ameresco Butte County | Ameresco Butte County LLC |  | 39.674 | -121.73 | Paradise | Butte | California | 95954 | 1023 Neal Rd | 2 | 2 | Biomasa | Biomasa | 0 | 0 | 0 | 0 | 0 | 0 | 0 | 0 | 0 | 0 | 2 | 0 | EIA-860, EIA-860M and EIA-923 | 201603
Estados Unidos | Perdue Bridgeville Photovoltaic | WGL Energy Systems, Inc |  | 38.7577 | -75.602 | Bridgeville | Sussex | Delaware | 19933 | 16447 Adams Road | 1.3 | 1.3 | Solar | Solar | 0 | 0 | 0 | 0 | 0 | 0 | 0 | 1.3 | 0 | 0 | 0 | 0 | EIA-860, EIA-860M and EIA-923 | 201603
Estados Unidos | Palo Verde College | SSA Solar of CA 2 LLC |  | 33.6617 | -114.652 | Blythe | Riverside | California | 92225 | 1 College Drive | 1.2 | 1.2 | Solar | Solar | 0 | 0 | 0 | 0 | 0 | 0 | 0 | 1.2 | 0 | 0 | 0 | 0 | EIA-860, EIA-860M and EIA-923 | 201603
Estados Unidos | Windstar 1 | Brookfield Energy Marketing LP |  | 35.0542 | -118.355 | Tehachapi | Kern | California | 93561 | 13949 Cameron Road | 120 | 120 | Eólica | Eólica | 0 | 0 | 0 | 0 | 0 | 0 | 0 | 0 | 120 | 0 | 0 | 0 | EIA-860, EIA-860M and EIA-923 | 201603
Estados Unidos | Kingman 1 | Brookfield Energy Marketing LP |  | 35.1458 | -114.067 | Kingman | Mohave | Arizona | 86401 | 2525 Old Trails Road | 10.5 | 10.5 | Eólica | Eólica | 0 | 0 | 0 | 0 | 0 | 0 | 0 | 0.5 | 10 | 0 | 0 | 0 | EIA-860, EIA-860M and EIA-923 | 201603
Estados Unidos | FedEx Woodbridge | SSA Solar of NJ LLC |  | 40.5064 | -74.3235 | Keasbey | Middlesex | New Jersey | 08832 | 6000 Riverside Dr | 2.4 | 2.4 | Solar | Solar | 0 | 0 | 0 | 0 | 0 | 0 | 0 | 2.4 | 0 | 0 | 0 | 0 | EIA-860, EIA-860M and EIA-923 | 201603
Estados Unidos | RE Dillard 1 | RE Dillard LLC |  | 38.4686 | -121.182 | Sloughhouse | Sacramento | California | 95693 | 7786 Dillard Rd | 3 | 3 | Solar | Solar | 0 | 0 | 0 | 0 | 0 | 0 | 0 | 3 | 0 | 0 | 0 | 0 | EIA-860, EIA-860M and EIA-923 | 201603
Estados Unidos | RE Kammerer 1 | RE Kammerer LLC |  | 38.3651 | -121.381 | Elk Grove | Sacramento | California | 95757 | 8224 Kammerer Rd | 5 | 5 | Solar | Solar | 0 | 0 | 0 | 0 | 0 | 0 | 0 | 5 | 0 | 0 | 0 | 0 | EIA-860, EIA-860M and EIA-923 | 201603
Estados Unidos | RE Dillard 2 | RE Dillard LLC |  | 38.4661 | -121.178 | Sloughhouse | Sacramento | California | 95693 | 7786 Dillard Rd | 3 | 3 | Solar | Solar | 0 | 0 | 0 | 0 | 0 | 0 | 0 | 3 | 0 | 0 | 0 | 0 | EIA-860, EIA-860M and EIA-923 | 201603
Estados Unidos | RE Kammerer 2 | RE Kammerer LLC |  | 38.3651 | -121.381 | Elk Grove | Sacramento | California | 95757 | 8224 Kammerer Rd | 5 | 5 | Solar | Solar | 0 | 0 | 0 | 0 | 0 | 0 | 0 | 5 | 0 | 0 | 0 | 0 | EIA-860, EIA-860M and EIA-923 | 201603
Estados Unidos | RE Dillard 3 | RE Dillard LLC |  | 38.4619 | -121.18 | Sloughhouse | Sacramento | California | 95693 | 7786 Dillard Rd | 3 | 3 | Solar | Solar | 0 | 0 | 0 | 0 | 0 | 0 | 0 | 3 | 0 | 0 | 0 | 0 | EIA-860, EIA-860M and EIA-923 | 201603
Estados Unidos | RE Kammerer 3 | RE Kammerer LLC |  | 38.3651 | -121.381 | Elk Grove | Sacramento | California | 95757 | 8224 Kammerer Rd | 5 | 5 | Solar | Solar | 0 | 0 | 0 | 0 | 0 | 0 | 0 | 5 | 0 | 0 | 0 | 0 | EIA-860, EIA-860M and EIA-923 | 201603
Estados Unidos | RE Bruceville 1 | RE Bruceville LLC |  | 38.3475 | -121.413 | Elk Grove | Sacramento | California | 95757 | 7334 Eschinger Road | 5 | 5 | Solar | Solar | 0 | 0 | 0 | 0 | 0 | 0 | 0 | 5 | 0 | 0 | 0 | 0 | EIA-860, EIA-860M and EIA-923 | 201603
Estados Unidos | RE Bruceville 2 | RE Bruceville LLC |  | 38.3475 | -121.413 | Elk Grove | Sacramento | California | 95757 | 7334 Eschinger Road | 5 | 5 | Solar | Solar | 0 | 0 | 0 | 0 | 0 | 0 | 0 | 5 | 0 | 0 | 0 | 0 | EIA-860, EIA-860M and EIA-923 | 201603
Estados Unidos | RE Bruceville 3 | RE Bruceville LLC |  | 38.3475 | -121.413 | Elk Grove | Sacramento | California | 95757 | 7334 Eschinger Road | 5 | 5 | Solar | Solar | 0 | 0 | 0 | 0 | 0 | 0 | 0 | 5 | 0 | 0 | 0 | 0 | EIA-860, EIA-860M and EIA-923 | 201603
Estados Unidos | FC Landfill Energy | FC Landfill Energy |  | 39.3678 | -77.3489 | Frederick | Frederick | Maryland | 21704 | 9031 Reichs Ford Road | 2 | 2 | Biomasa | Biomasa | 0 | 0 | 0 | 0 | 0 | 0 | 0 | 0 | 0 | 0 | 2 | 0 | EIA-860, EIA-860M and EIA-923 | 201603
Estados Unidos | Flat Ridge 2 Wind Energy LLC | AE Power Services LLC |  | 37.3665 | -98.2611 | Nashville | Harper | Kansas | 67112 | 7299 NE Ridge Road | 470.4 | 470.4 | Eólica | Eólica | 0 | 0 | 0 | 0 | 0 | 0 | 0 | 0 | 470.4 | 0 | 0 | 0 | EIA-860, EIA-860M and EIA-923 | 201603
Estados Unidos | RE Bagdad Solar I LLC | RE Bagdad Solar 1 LLC |  | 34.5858 | -113.177 | Bagdad | Yavapai | Arizona | 86321 | Terminus of Airport Road | 15 | 15 | Solar | Solar | 0 | 0 | 0 | 0 | 0 | 0 | 0 | 15 | 0 | 0 | 0 | 0 | EIA-860, EIA-860M and EIA-923 | 201603
Estados Unidos | Foundation AB | Foundation HA Energy Generation, LLC |  | 38.2322 | -122.093 | Fairfield | Solano | California | 94534 | 3601 Busch Drive | 1.5 | 1.5 | Eólica | Eólica | 0 | 0 | 0 | 0 | 0 | 0 | 0 | 0 | 1.5 | 0 | 0 | 0 | EIA-860, EIA-860M and EIA-923 | 201603
Estados Unidos | Foundation IE | Foundation HA Energy Generation, LLC |  | 34.0847 | -117.529 | Rancho Cucamonga | San Bernardino | California | 91739 | 12811 Sixth Street | 1 | 1 | Eólica | Eólica | 0 | 0 | 0 | 0 | 0 | 0 | 0 | 0 | 1 | 0 | 0 | 0 | EIA-860, EIA-860M and EIA-923 | 201603
Estados Unidos | RE Ajo 1 LLC | RE Ajo 1 LLC |  | 32.367 | -112.831 | Ajo | Pima | Arizona | 85321 | 100 Pipeline Road | 4.5 | 4.5 | Solar | Solar | 0 | 0 | 0 | 0 | 0 | 0 | 0 | 4.5 | 0 | 0 | 0 | 0 | EIA-860, EIA-860M and EIA-923 | 201603
Estados Unidos | Golden Springs Building C-1 | Golden Springs Development Company LLC |  | 33.9142 | -118.054 | Santa Fe Springs | Los Angeles | California | 90670 | 12816 Alder Drive | 1.2 | 1.2 | Solar | Solar | 0 | 0 | 0 | 0 | 0 | 0 | 0 | 1.2 | 0 | 0 | 0 | 0 | EIA-860, EIA-860M and EIA-923 | 201603
Estados Unidos | Golden Springs Building D | Golden Springs Development Company LLC |  | 33.9119 | -118.052 | Santa Fe Springs | Los Angeles | California | 90670 | 12935 Leffingwell Ave | 1.3 | 1.3 | Solar | Solar | 0 | 0 | 0 | 0 | 0 | 0 | 0 | 1.3 | 0 | 0 | 0 | 0 | EIA-860, EIA-860M and EIA-923 | 201603
Estados Unidos | ISH Solar Central, LLC | ISH Solar Central, LLC |  | 40.2675 | -74.2786 | Bayville | Monmouth | New Jersey | 08721 | 539 Forest Hills Parkway | 1.4 | 1.4 | Solar | Solar | 0 | 0 | 0 | 0 | 0 | 0 | 0 | 1.4 | 0 | 0 | 0 | 0 | EIA-860, EIA-860M and EIA-923 | 201603
Estados Unidos | Bison 2 Wind Energy Center | ALLETE, Inc. |  | 46.98 | -101.555 | New Salem | Morton | North Dakota | 58563 | 5198 30th St | 105 | 105 | Eólica | Eólica | 0 | 0 | 0 | 0 | 0 | 0 | 0 | 0 | 105 | 0 | 0 | 0 | EIA-860, EIA-860M and EIA-923 | 201603
Estados Unidos | Bison 3 Wind Energy Center | ALLETE, Inc. |  | 46.98 | -101.555 | New Salem | Morton | North Dakota | 58563 | 5198 30th St | 105 | 105 | Eólica | Eólica | 0 | 0 | 0 | 0 | 0 | 0 | 0 | 0 | 105 | 0 | 0 | 0 | EIA-860, EIA-860M and EIA-923 | 201603
Estados Unidos | Magic Valley Wind Farm I LLC | E ON Climate Renewables N America LLC |  | 26.4753 | -97.6911 | San Perlita | Willacy | Texas | 78590 | 12550 Pennington Road | 203 | 203 | Eólica | Eólica | 0 | 0 | 0 | 0 | 0 | 0 | 0 | 0 | 203 | 0 | 0 | 0 | EIA-860, EIA-860M and EIA-923 | 201603
Estados Unidos | Lime Wind | Lime Wind LLC |  | 44.3969 | -117.272 | Huntington | Baker | Oregon | 97907 | 28747 Langley Lane | 3 | 3 | Eólica | Eólica | 0 | 0 | 0 | 0 | 0 | 0 | 0 | 0 | 3 | 0 | 0 | 0 | EIA-860, EIA-860M and EIA-923 | 201603
Estados Unidos | William Paterson University | Nautilus Solar WPU LLC |  | 40.9521 | -74.1955 | Wayne | Passaic | New Jersey | 07470 | 300 Pompton Road | 1.4 | 1.4 | Solar | Solar | 0 | 0 | 0 | 0 | 0 | 0 | 0 | 1.4 | 0 | 0 | 0 | 0 | EIA-860, EIA-860M and EIA-923 | 201603
Estados Unidos | GL Wind | GL Wind LLC |  | 43.9917 | -91.8778 | Lewiston | Winona | Minnesota | 55952 | 23978 Rupprechts Valley Road | 4.8 | 4.8 | Eólica | Eólica | 0 | 0 | 0 | 0 | 0 | 0 | 0 | 0 | 4.8 | 0 | 0 | 0 | EIA-860, EIA-860M and EIA-923 | 201603
Estados Unidos | Titusville Solar | Janssen Pharmaceutical Co |  | 40.2928 | -74.8472 | Titusville | Mercer | New Jersey | 08560 | Trenton and Harbourton | 4.1 | 4.1 | Solar | Solar | 0 | 0 | 0 | 0 | 0 | 0 | 0 | 4.1 | 0 | 0 | 0 | 0 | EIA-860, EIA-860M and EIA-923 | 201603
Estados Unidos | RE McKenzie 1 | RE McKenzie LLC |  | 38.3026 | -121.296 | Galt | Sacramento | California | 95632 | 12498 McKenzie Rd | 5 | 5 | Solar | Solar | 0 | 0 | 0 | 0 | 0 | 0 | 0 | 5 | 0 | 0 | 0 | 0 | EIA-860, EIA-860M and EIA-923 | 201603
Estados Unidos | RE McKenzie 2 | RE McKenzie LLC |  | 38.3026 | -121.296 | Galt | Sacramento | California | 95632 | 12498 McKenzie Rd | 5 | 5 | Solar | Solar | 0 | 0 | 0 | 0 | 0 | 0 | 0 | 5 | 0 | 0 | 0 | 0 | EIA-860, EIA-860M and EIA-923 | 201603
Estados Unidos | RE McKenzie 3 | RE McKenzie LLC |  | 38.3026 | -121.296 | Galt | Sacramento | California | 95632 | 12498 McKenzie Rd | 5 | 5 | Solar | Solar | 0 | 0 | 0 | 0 | 0 | 0 | 0 | 5 | 0 | 0 | 0 | 0 | EIA-860, EIA-860M and EIA-923 | 201603
Estados Unidos | RE McKenzie 4 | RE McKenzie LLC |  | 38.3026 | -121.296 | Galt | Sacramento | California | 95632 | 12498 McKenzie Rd | 5 | 5 | Solar | Solar | 0 | 0 | 0 | 0 | 0 | 0 | 0 | 5 | 0 | 0 | 0 | 0 | EIA-860, EIA-860M and EIA-923 | 201603
Estados Unidos | RE McKenzie 5 | RE McKenzie LLC |  | 38.3026 | -121.296 | Galt | Sacramento | California | 95632 | 12498 McKenzie Rd | 5 | 5 | Solar | Solar | 0 | 0 | 0 | 0 | 0 | 0 | 0 | 5 | 0 | 0 | 0 | 0 | EIA-860, EIA-860M and EIA-923 | 201603
Estados Unidos | RE McKenzie 6 | RE McKenzie LLC |  | 38.3026 | -121.296 | Galt | Sacramento | California | 95632 | 12498 McKenzie Rd | 5 | 5 | Solar | Solar | 0 | 0 | 0 | 0 | 0 | 0 | 0 | 5 | 0 | 0 | 0 | 0 | EIA-860, EIA-860M and EIA-923 | 201603
Estados Unidos | Onalaska Campus Landfill Biogas | Gundersen Lutheran Biogas I LLC |  | 43.8739 | -91.18 | Onalaska | La Crosse | Wisconsin | 54650 | 3111 Gundersen Drive | 1.1 | 1.1 | Biomasa | Biomasa | 0 | 0 | 0 | 0 | 0 | 0 | 0 | 0 | 0 | 0 | 1.1 | 0 | EIA-860, EIA-860M and EIA-923 | 201603
Estados Unidos | Dinuba Wastewater Treatment Plant | Sustainable Power Group, LLC |  | 36.5381 | -119.426 | Dinuba | Tulare | California | 93618 | 6675 Avenue 412 | 1 | 1 | Solar | Solar | 0 | 0 | 0 | 0 | 0 | 0 | 0 | 1 | 0 | 0 | 0 | 0 | EIA-860, EIA-860M and EIA-923 | 201603
Estados Unidos | Tulsa LFG LLC | Tulsa LFG LLC |  | 36.162 | -96.1865 | Sand Springs | Osage | Oklahoma | 74063 | 177th West Avenue | 2.8 | 2.8 | Biomasa | Biomasa | 0 | 0 | 0 | 0 | 0 | 0 | 0 | 0 | 0 | 0 | 2.8 | 0 | EIA-860, EIA-860M and EIA-923 | 201603
Estados Unidos | Glendale Energy Power Plant | Glendale Energy LLC |  | 33.5403 | -112.306 | Glendale | Maricopa | Arizona | 85307 | 11488 West Glendale Ave | 2.8 | 2.8 | Biomasa | Biomasa | 0 | 0 | 0 | 0 | 0 | 0 | 0 | 0 | 0 | 0 | 2.8 | 0 | EIA-860, EIA-860M and EIA-923 | 201603
Estados Unidos | Rippey Wind Farm | Rippey Wind Energy LLC |  | 42.0061 | -94.2378 | Grand Junction | Greene | Iowa | 50107 | 2123 A 240th Street | 50 | 50 | Eólica | Eólica | 0 | 0 | 0 | 0 | 0 | 0 | 0 | 0 | 50 | 0 | 0 | 0 | EIA-860, EIA-860M and EIA-923 | 201603
Estados Unidos | Heliocentric | Heliocentric LLC |  | 34.6543 | -117.971 | Palmdale | Los Angeles | California | 93550 | 8875 E Avenue L-8 | 1.3 | 1.3 | Solar | Solar | 0 | 0 | 0 | 0 | 0 | 0 | 0 | 1.3 | 0 | 0 | 0 | 0 | EIA-860, EIA-860M and EIA-923 | 201603
Estados Unidos | Hawkeye Wind Farm | Bethel Wind Energy LLC |  | 42.9489 | -92.0622 | Sumner | Bremer | Iowa | 50674 | 21989 X Avenue | 34 | 34 | Eólica | Eólica | 0 | 0 | 0 | 0 | 0 | 0 | 0 | 0 | 34 | 0 | 0 | 0 | EIA-860, EIA-860M and EIA-923 | 201603
Estados Unidos | Mustang Hills LLC | Everpower Wind Holdings Inc |  | 35.0309 | -118.293 | Mojave | Kern | California | 93501 | 8650 Oak Creek Road | 150 | 150 | Eólica | Eólica | 0 | 0 | 0 | 0 | 0 | 0 | 0 | 0 | 150 | 0 | 0 | 0 | EIA-860, EIA-860M and EIA-923 | 201603
Estados Unidos | Pinyon Pine I | Pinyon Pines Wind I, LLC |  | 35.0434 | -118.212 | Mojave | Kern | California | 93501 | 5004 Camelot Blvd | 168 | 168 | Eólica | Eólica | 0 | 0 | 0 | 0 | 0 | 0 | 0 | 0 | 168 | 0 | 0 | 0 | EIA-860, EIA-860M and EIA-923 | 201603
Estados Unidos | Alta Wind VIII | Brookfield Energy Marketing LP |  | 35.0267 | -118.235 | Mojave | Kern | California | 93501 | 6703 Oak Creek Road | 150 | 150 | Eólica | Eólica | 0 | 0 | 0 | 0 | 0 | 0 | 0 | 0 | 150 | 0 | 0 | 0 | EIA-860, EIA-860M and EIA-923 | 201603
Estados Unidos | L-8 Solar Project | L-8 Solar Project LLC |  | 34.6543 | -117.973 | Palmdale | Los Angeles | California | 93550 | 8871 E Avenue L-8 | 1.3 | 1.3 | Solar | Solar | 0 | 0 | 0 | 0 | 0 | 0 | 0 | 1.3 | 0 | 0 | 0 | 0 | EIA-860, EIA-860M and EIA-923 | 201603
Estados Unidos | Pinyon Pine II | Pinyon Pines Wind II, LLC |  | 35.0268 | -118.223 | Mojave | Kern | California | 93501 | 5008 Camelot Blvd | 132 | 132 | Eólica | Eólica | 0 | 0 | 0 | 0 | 0 | 0 | 0 | 0 | 132 | 0 | 0 | 0 | EIA-860, EIA-860M and EIA-923 | 201603
Estados Unidos | Dartmouth II Solar | Consolidated Edison Development Inc. |  | 41.6806 | -71.0308 | Dartmouth | Bristol | Massachusetts | 02747 | 1154 North Hixville Road | 2 | 2 | Solar | Solar | 0 | 0 | 0 | 0 | 0 | 0 | 0 | 2 | 0 | 0 | 0 | 0 | EIA-860, EIA-860M and EIA-923 | 201603
Estados Unidos | ISH Solar Hospital SDMC | ISH Solar Hospitals LLC |  | 32.7917 | -117.095 | San Diego | San Diego | California | 92120 | 4647 Zion Ave | 1.1 | 1.1 | Solar | Solar | 0 | 0 | 0 | 0 | 0 | 0 | 0 | 1.1 | 0 | 0 | 0 | 0 | EIA-860, EIA-860M and EIA-923 | 201603
Estados Unidos | ISH Solar Hospital Downey | ISH Solar Hospitals LLC |  | 33.9217 | -118.124 | Downey | Los Angeles | California | 90242 | 12254 Bellflower Blvd | 1.1 | 1.1 | Solar | Solar | 0 | 0 | 0 | 0 | 0 | 0 | 0 | 1.1 | 0 | 0 | 0 | 0 | EIA-860, EIA-860M and EIA-923 | 201603
Estados Unidos | SC Landfill Energy LLC | SC Landfill Energy LLC |  | 39.5889 | -75.3764 | Alloway | Salem | New Jersey | 08001 | 52 McKillip Road | 1.8 | 1.8 | Biomasa | Biomasa | 0 | 0 | 0 | 0 | 0 | 0 | 0 | 0 | 0 | 0 | 1.8 | 0 | EIA-860, EIA-860M and EIA-923 | 201603
Estados Unidos | Franklin County Wind Farm | Franklin County Wind LLC |  | 42.6067 | -93.3365 | Iowa Falls | Franklin | Iowa | 50126 | 583 Nuthatch Ave | 99 | 99 | Eólica | Eólica | 0 | 0 | 0 | 0 | 0 | 0 | 0 | 0 | 99 | 0 | 0 | 0 | EIA-860, EIA-860M and EIA-923 | 201603
Estados Unidos | AC Landfill Energy LLC | AC Landfill Energy LLC |  | 39.4175 | -74.5422 | Egg Harbor Township | Atlantic | New Jersey | 08234 | 6700 Delilah Road | 5.1 | 5.1 | Biomasa | Biomasa | 0 | 0 | 0 | 0 | 0 | 0 | 0 | 0 | 0 | 0 | 5.1 | 0 | EIA-860, EIA-860M and EIA-923 | 201603
Estados Unidos | SX Landfill Energy LLC | SX Landfill Energy LLC |  | 41.0917 | -74.6828 | Lafayette | Sussex | New Jersey | 07848 | 34 South Route 94 | 3 | 3 | Biomasa | Biomasa | 0 | 0 | 0 | 0 | 0 | 0 | 0 | 0 | 0 | 0 | 3 | 0 | EIA-860, EIA-860M and EIA-923 | 201603
Estados Unidos | BC Landfill Energy LLC | BC Landfill Energy LLC |  | 40.0742 | -74.6656 | Columbus | Burlington | New Jersey | 08518 | 21939 Route 543 | 7 | 7 | Biomasa | Biomasa | 0 | 0 | 0 | 0 | 0 | 0 | 0 | 0 | 0 | 0 | 7 | 0 | EIA-860, EIA-860M and EIA-923 | 201603
Estados Unidos | WC Landfill Energy LLC | WC Landfill Energy LLC |  | 40.831 | -75.0158 | Oxford | Warren | New Jersey | 07863 | 500 Mount Pisgah Avenue | 3 | 3 | Biomasa | Biomasa | 0 | 0 | 0 | 0 | 0 | 0 | 0 | 1.2 | 0 | 0 | 1.8 | 0 | EIA-860, EIA-860M and EIA-923 | 201603
Estados Unidos | Green Acres Solar Facility 1 | SEAI Elk Grove LLC |  | 38.282 | -121.465 | Elk Grove | Sacramento | California | 95757 | 3705 Twin Cities Road | 2.8 | 2.8 | Solar | Solar | 0 | 0 | 0 | 0 | 0 | 0 | 0 | 2.8 | 0 | 0 | 0 | 0 | EIA-860, EIA-860M and EIA-923 | 201603
Estados Unidos | Sigel Wind Park | DTE Electric Company |  | 43.8508 | -82.7836 | Harbor Beach | Huron | Michigan | 48441 | 1717 Minden Rd | 64 | 64 | Eólica | Eólica | 0 | 0 | 0 | 0 | 0 | 0 | 0 | 0 | 64 | 0 | 0 | 0 | EIA-860, EIA-860M and EIA-923 | 201603
Estados Unidos | Minden Wind Park | DTE Electric Company |  | 43.67 | -82.7586 | Minden City | Sanilac | Michigan | 48456 | 8423 Range Line Rd | 32 | 32 | Eólica | Eólica | 0 | 0 | 0 | 0 | 0 | 0 | 0 | 0 | 32 | 0 | 0 | 0 | EIA-860, EIA-860M and EIA-923 | 201603
Estados Unidos | McKinley Wind Park | DTE Electric Company |  | 43.8719 | -83.2414 | Pigeon | Huron | Michigan | 48755 | 2925 N Gagetown Rd | 14 | 14 | Eólica | Eólica | 0 | 0 | 0 | 0 | 0 | 0 | 0 | 0 | 14 | 0 | 0 | 0 | EIA-860, EIA-860M and EIA-923 | 201603
Estados Unidos | North Hollywood | Los Angeles Department of Water & Power |  | 34.1944 | -118.39 | Los Angeles | Los Angeles | California | 91605 | 11803 Vanowen Street | 9 | 9 | Bombeo hidráulico | Bombeo hidráulico | 0 | 0 | 0 | 0 | 3.6 | 5.4 | 0 | 0 | 0 | 0 | 0 | 0 | EIA-860, EIA-860M and EIA-923 | 201603
Estados Unidos | Ipswich Wind Turbine | Town of Ipswich - (MA) |  | 42.7164 | -70.8419 | Ipswich | Essex | Massachusetts | 01938 | 200 Town Farm Road | 1.6 | 1.6 | Eólica | Eólica | 0 | 0 | 0 | 0 | 0 | 0 | 0 | 0 | 1.6 | 0 | 0 | 0 | EIA-860, EIA-860M and EIA-923 | 201603
Estados Unidos | Univ of California San Diego Solar | University of California San Diego |  | 32.8744 | -117.239 | La Jolla | San Diego | California | 92093 | 9500 Gilman Drive (0908U) | 1.2 | 1.2 | Solar | Solar | 0 | 0 | 0 | 0 | 0 | 0 | 0 | 1.2 | 0 | 0 | 0 | 0 | EIA-860, EIA-860M and EIA-923 | 201603
Estados Unidos | Shasta Renewable Resources Plant | Shasta Renewable Resources LLC |  | 40.4708 | -122.331 | Anderson | Shasta | California | 96007 | 6309 Highway 273 | 5.5 | 5.5 | Biomasa | Biomasa | 0 | 0 | 0 | 0 | 0 | 0 | 0 | 0 | 0 | 0 | 5.5 | 0 | EIA-860, EIA-860M and EIA-923 | 201603
Estados Unidos | Caney River Wind Project | Caney River Wind Project |  | 37.46 | -96.42 | Howard | Elk | Kansas | 67349 | 1201 RD 7 | 200 | 200 | Eólica | Eólica | 0 | 0 | 0 | 0 | 0 | 0 | 0 | 0 | 200 | 0 | 0 | 0 | EIA-860, EIA-860M and EIA-923 | 201603
Estados Unidos | Industry MetroLink PV 1 | City of Industry |  | 34.0087 | -117.846 | Industry | Los Angeles | California | 91744 | 600 Brea Canyon Road | 1.5 | 1.5 | Solar | Solar | 0 | 0 | 0 | 0 | 0 | 0 | 0 | 1.5 | 0 | 0 | 0 | 0 | EIA-860, EIA-860M and EIA-923 | 201603
Estados Unidos | Hidden Hollow Energy | Hidden Hollow Energy LLC |  | 43.6972 | -116.271 | Boise | Ada | Idaho | 83714 | 10300 Seamans Gulch Rd | 3 | 3 | Biomasa | Biomasa | 0 | 0 | 0 | 0 | 0 | 0 | 0 | 0 | 0 | 0 | 3 | 0 | EIA-860, EIA-860M and EIA-923 | 201603
Estados Unidos | Wildcat Wind Farm I, LLC | E ON Climate Renewables N America LLC |  | 40.3494 | -85.8431 | Elwood | Tipton | Indiana | 46036 | 9093 W 1700N Rd | 200 | 200 | Eólica | Eólica | 0 | 0 | 0 | 0 | 0 | 0 | 0 | 0 | 200 | 0 | 0 | 0 | EIA-860, EIA-860M and EIA-923 | 201603
Estados Unidos | McKee City Solar Phase 2 | Marina Energy LLC |  | 39.4219 | -74.6392 | Egg Harbor Township | Atlantic | New Jersey | 08234 | 215 Cates Road | 2.6 | 2.6 | Solar | Solar | 0 | 0 | 0 | 0 | 0 | 0 | 0 | 2.6 | 0 | 0 | 0 | 0 | EIA-860, EIA-860M and EIA-923 | 201603
Estados Unidos | Stockton Athletic Center | Marina Energy LLC |  | 39.4884 | -74.5353 | Pomona | Atlantic | New Jersey | 08240 | 101 Vera King Farris Drive | 1.2 | 1.2 | Solar | Solar | 0 | 0 | 0 | 0 | 0 | 0 | 0 | 1.2 | 0 | 0 | 0 | 0 | EIA-860, EIA-860M and EIA-923 | 201603
Estados Unidos | Golden Spread Panhandle Wnd Rch | Golden Spread Electric Cooperative, Inc |  | 35.2436 | -102.21 | Wilderado | Oldham | Texas | 79098 | 6514 CR 50 | 78.2 | 78.2 | Eólica | Eólica | 0 | 0 | 0 | 0 | 0 | 0 | 0 | 0 | 78.2 | 0 | 0 | 0 | EIA-860, EIA-860M and EIA-923 | 201603
Estados Unidos | Howard Wind Farm | Everpower Wind Holdings Inc |  | 42.3153 | -77.5383 | Hornell | Steuben | New York | 14843 | 6217 Coots Rd. | 55.4 | 55.4 | Eólica | Eólica | 0 | 0 | 0 | 0 | 0 | 0 | 0 | 0 | 55.4 | 0 | 0 | 0 | EIA-860, EIA-860M and EIA-923 | 201603
Estados Unidos | L'Oreal Piscataway | Marina Energy LLC |  | 40.5543 | -74.468 | New Brunswick | Middlesex | New Jersey | 08854 | 81 New England Avenue | 1.3 | 1.3 | Solar | Solar | 0 | 0 | 0 | 0 | 0 | 0 | 0 | 1.3 | 0 | 0 | 0 | 0 | EIA-860, EIA-860M and EIA-923 | 201603
Estados Unidos | Heller Industrial Parks | Marina Energy LLC |  | 40.3739 | -74.4892 | Dayton | Middlesex | New Jersey | 08810 | 1 Industrial Road | 2.7 | 2.7 | Solar | Solar | 0 | 0 | 0 | 0 | 0 | 0 | 0 | 2.7 | 0 | 0 | 0 | 0 | EIA-860, EIA-860M and EIA-923 | 201603
Estados Unidos | Castle Rock Vineyards | Castle Rock Cooling |  | 35.8011 | -119.111 | Delano | Tulare | California | 93215 | 501 Richgrove Dr. | 1 | 1 | Solar | Solar | 0 | 0 | 0 | 0 | 0 | 0 | 0 | 1 | 0 | 0 | 0 | 0 | EIA-860, EIA-860M and EIA-923 | 201603
Estados Unidos | 2555 E Olympic Bl | Los Angeles Department of Water & Power |  | 34.0269 | -118.224 | Los Angeles | Los Angeles | California | 90023 | 2555 E Olympic Bl | 1 | 1 | Solar | Solar | 0 | 0 | 0 | 0 | 0 | 0 | 0 | 1 | 0 | 0 | 0 | 0 | EIA-860, EIA-860M and EIA-923 | 201603
Estados Unidos | Eclipse Wind Farm | MidAmerican Energy Co |  | 41.5546 | -94.685 | Adair | Guthrie | Iowa | 50002 | Later | 200 | 200 | Eólica | Eólica | 0 | 0 | 0 | 0 | 0 | 0 | 0 | 0 | 200 | 0 | 0 | 0 | EIA-860, EIA-860M and EIA-923 | 201603
Estados Unidos | Vienna Wind Farm | MidAmerican Energy Co |  | 42.1594 | -92.7761 | Marshalltown | Marshall | Iowa | 50158 | 1805 East Anson St. | 150.2 | 150.2 | Eólica | Eólica | 0 | 0 | 0 | 0 | 0 | 0 | 0 | 0 | 150.2 | 0 | 0 | 0 | EIA-860, EIA-860M and EIA-923 | 201603
Estados Unidos | Morning Light Wind Farm | MidAmerican Energy Co |  | 41.4542 | -94.5751 | Adair | Adair | Iowa | 50002 | 106 Hillcrest St. | 101.2 | 101.2 | Eólica | Eólica | 0 | 0 | 0 | 0 | 0 | 0 | 0 | 0 | 101.2 | 0 | 0 | 0 | EIA-860, EIA-860M and EIA-923 | 201603
Estados Unidos | Santa Cruz Energy | Santa Cruz Energy LLC |  | 36.9733 | -122.106 | Santa Cruz | Santa Cruz | California | 95060 | 604 Dimeo Lane | 1.5 | 1.5 | Biomasa | Biomasa | 0 | 0 | 0 | 0 | 0 | 0 | 0 | 0 | 0 | 0 | 1.5 | 0 | EIA-860, EIA-860M and EIA-923 | 201603
Estados Unidos | Perdue Salisbury Photovoltaic | WGL Energy Systems, Inc |  | 38.3736 | -75.5353 | Salisbury | Wicomico | Maryland | 21801 | 31149 Old Ocean City Road | 1 | 1 | Solar | Solar | 0 | 0 | 0 | 0 | 0 | 0 | 0 | 1 | 0 | 0 | 0 | 0 | EIA-860, EIA-860M and EIA-923 | 201603
Estados Unidos | Eolos Wind Energy Research Field Station | Regents of the University of Minnesota |  | 44.7283 | -93.0481 | Rosemount | Dakota | Minnesota | 55068 | 2685 152nd St E | 2.5 | 2.5 | Eólica | Eólica | 0 | 0 | 0 | 0 | 0 | 0 | 0 | 0 | 2.5 | 0 | 0 | 0 | EIA-860, EIA-860M and EIA-923 | 201603
Estados Unidos | Baldock Solar Highway | Portland General Electric Co |  | 45.2694 | -122.772 | Aurora | Clackamas | Oregon | 97002 | 24300 NE I-5 | 1.7 | 1.7 | Solar | Solar | 0 | 0 | 0 | 0 | 0 | 0 | 0 | 1.7 | 0 | 0 | 0 | 0 | EIA-860, EIA-860M and EIA-923 | 201603
Estados Unidos | Queen Creek Solar Farm | Siete Solar LLC |  | 33.2675 | -111.612 | Queen Creek | Maricopa | Arizona | 85142 | 20214 South 220th Street | 18.6 | 18.6 | Solar | Solar | 0 | 0 | 0 | 0 | 0 | 0 | 0 | 18.6 | 0 | 0 | 0 | 0 | EIA-860, EIA-860M and EIA-923 | 201603
Estados Unidos | Wellford Renewable Energy Plant | Lockhart Power Co |  | 35.0012 | -82.1303 | Spartanburg | Spartanburg | South Carolina | 29385 | 595 Little Mountain Road | 1.6 | 1.6 | Biomasa | Biomasa | 0 | 0 | 0 | 0 | 0 | 0 | 0 | 0 | 0 | 0 | 1.6 | 0 | EIA-860, EIA-860M and EIA-923 | 201603
Estados Unidos | Wildcat Wind | Wildcat Wind LLC |  | 32.9528 | -103.285 | Lovington | Lea | New Mexico | 88260 | 2211 Power Plant Lane | 27.3 | 27.3 | Eólica | Eólica | 0 | 0 | 0 | 0 | 0 | 0 | 0 | 0 | 27.3 | 0 | 0 | 0 | EIA-860, EIA-860M and EIA-923 | 201603
Estados Unidos | Harvest II Windfarm | Harvest II Windfarm LLC |  | 43.8556 | -83.1669 | Elkton | Huron | Michigan | 48731 | 250 N Maxwell Road | 59.4 | 59.4 | Eólica | Eólica | 0 | 0 | 0 | 0 | 0 | 0 | 0 | 0 | 59.4 | 0 | 0 | 0 | EIA-860, EIA-860M and EIA-923 | 201603
Estados Unidos | KODE Novus II | DeWind Co. |  | 36.549 | -101.496 | Guymon | Texas | Oklahoma | 73942 | Texas County Road EE | 40 | 40 | Eólica | Eólica | 0 | 0 | 0 | 0 | 0 | 0 | 0 | 0 | 40 | 0 | 0 | 0 | EIA-860, EIA-860M and EIA-923 | 201603
Estados Unidos | Horse Butte Wind I, LLC | Horse Butte Wind I, LLC |  | 43.3864 | -111.726 | Iona | Bonneville | Idaho | 83427 | 2801 East 14th North | 57.6 | 57.6 | Eólica | Eólica | 0 | 0 | 0 | 0 | 0 | 0 | 0 | 0 | 57.6 | 0 | 0 | 0 | EIA-860, EIA-860M and EIA-923 | 201603
Estados Unidos | Guernsey Solar Station | Pacific Gas & Electric Co |  | 36.1639 | -119.651 | Hanford | Kings | California | 93230 | 21024 10 1/2 Ave. | 20 | 20 | Solar | Solar | 0 | 0 | 0 | 0 | 0 | 0 | 0 | 20 | 0 | 0 | 0 | 0 | EIA-860, EIA-860M and EIA-923 | 201603
Estados Unidos | Gates Solar Station | Pacific Gas & Electric Co |  | 36.1764 | -120.114 | Huron | Fresno | California | 93234 | 17115 W. Gale Ave. | 20 | 20 | Solar | Solar | 0 | 0 | 0 | 0 | 0 | 0 | 0 | 20 | 0 | 0 | 0 | 0 | EIA-860, EIA-860M and EIA-923 | 201603
Estados Unidos | Martinsville LFG Generator | City of Martinsville - (VA) |  | 36.7172 | -79.8453 | Martinsville | Henry | Virginia | 24112 | 225 Arden Circle | 1 | 1 | Biomasa | Biomasa | 0 | 0 | 0 | 0 | 0 | 0 | 0 | 0 | 0 | 0 | 1 | 0 | EIA-860, EIA-860M and EIA-923 | 201603
Estados Unidos | Improvement Dst No. 4 | Kern County Water Agency |  | 35.4028 | -119.039 | Bakersfield | Kern | California | 93308 | 811 Nadine Lane | 1.1 | 1.1 | Solar | Solar | 0 | 0 | 0 | 0 | 0 | 0 | 0 | 1.1 | 0 | 0 | 0 | 0 | EIA-860, EIA-860M and EIA-923 | 201603
Estados Unidos | Concord Energy | Concord Energy LLC |  | 35.346 | -80.6704 | Concord | Cabarrus | North Carolina | 28027 | 5185 Morehead Rd | 7.8 | 7.8 | Biomasa | Biomasa | 0 | 0 | 0 | 0 | 0 | 0 | 0 | 0 | 0 | 0 | 7.8 | 0 | EIA-860, EIA-860M and EIA-923 | 201603
Estados Unidos | Richmond Energy | Richmond Energy LLC |  | 37.5058 | -77.3739 | Henrico | Henrico | Virginia | 23231 | 1700 Darby Town Road | 6.4 | 6.4 | Biomasa | Biomasa | 0 | 0 | 0 | 0 | 0 | 0 | 0 | 0 | 0 | 0 | 6.4 | 0 | EIA-860, EIA-860M and EIA-923 | 201603
Estados Unidos | Palm Beach Renewable Energy Facility 2 | Solid Waste Authority of Palm Beach Co |  | 26.7724 | -80.1418 | West Palm Beach | Palm Beach | Florida | 33412 | 6501 North Jog Road | 85 | 85 | Biomasa | Biomasa | 0 | 0 | 0 | 0 | 0 | 0 | 0 | 0 | 0 | 0 | 85 | 0 | EIA-860, EIA-860M and EIA-923 | 201603
Estados Unidos | Solar Photovoltaic Project #48 | Southern California Edison Co |  | 34.0811 | -117.228 | Redlands | San Bernardino | California | 92374 | 1651 California | 5 | 5 | Solar | Solar | 0 | 0 | 0 | 0 | 0 | 0 | 0 | 5 | 0 | 0 | 0 | 0 | EIA-860, EIA-860M and EIA-923 | 201603
Estados Unidos | Fighting Creek LFGTE Plant | Kootenai Electric Cooperative Inc |  | 47.5317 | -116.93 | Coeur d'Alene | Kootenai | Idaho | 83814 | 22089 South HWY 95 | 3.2 | 3.2 | Biomasa | Biomasa | 0 | 0 | 0 | 0 | 0 | 0 | 0 | 0 | 0 | 0 | 3.2 | 0 | EIA-860, EIA-860M and EIA-923 | 201603
Estados Unidos | SMMPA Methane Energy Facility | Southern Minnesota Mun P Agny |  | 45.8478 | -93.3542 | Mora | Kanabec | Minnesota | 55051 | 1756 180th Ave | 1.5 | 1.5 | Biomasa | Biomasa | 0 | 0 | 0 | 0 | 0 | 0 | 0 | 0 | 0 | 0 | 1.5 | 0 | EIA-860, EIA-860M and EIA-923 | 201603
Estados Unidos | San Antonio West Solar Rooftop | SS San Antonio West LLC |  | 33.9656 | -117.659 | Chino | Riverside | California | 91708 | 15710 San Antonio | 1.5 | 1.5 | Solar | Solar | 0 | 0 | 0 | 0 | 0 | 0 | 0 | 1.5 | 0 | 0 | 0 | 0 | EIA-860, EIA-860M and EIA-923 | 201603
Estados Unidos | Piedmont Green Power | Piedmont Green Power LLC |  | 33.0453 | -84.1256 | Barnesville | Lamar | Georgia | 30204 | 100 Legacy Park Drive | 54.5 | 54.5 | Biomasa | Biomasa | 0 | 0 | 0 | 0 | 0 | 0 | 0 | 0 | 0 | 0 | 54.5 | 0 | EIA-860, EIA-860M and EIA-923 | 201603
Estados Unidos | Roseburg LFG | Roseburg LFG Energy LLC |  | 43.1861 | -123.38 | Roseburg | Douglas | Oregon | 97470 | 384 McClain West Avenue | 1.6 | 1.6 | Biomasa | Biomasa | 0 | 0 | 0 | 0 | 0 | 0 | 0 | 0 | 0 | 0 | 1.6 | 0 | EIA-860, EIA-860M and EIA-923 | 201603
Estados Unidos | Grand Ridge Solar Farm | Invenergy Services LLC |  | 41.1434 | -88.7583 | Marseilles | LaSalle | Illinois | 61634 | 1450 E. 21st Road | 20 | 20 | Solar | Solar | 0 | 0 | 0 | 0 | 0 | 0 | 0 | 20 | 0 | 0 | 0 | 0 | EIA-860, EIA-860M and EIA-923 | 201603
Estados Unidos | Sonoco Products Co | Sonoco Products Co |  | 34.3853 | -80.0678 | Hartsville | Darlington | South Carolina | 29550 | 1 North 2nd Street | 40.5 | 10 | Carbón | Biomasa | 28 | 2.5 | 0 | 0 | 0 | 0 | 0 | 0 | 0 | 0 | 10 | 0 | EIA-860, EIA-860M and EIA-923 | 201603
Estados Unidos | Baffin Wind | Iberdrola Renewables Inc |  | 27.2231 | -97.7892 | Sarita | Kenedy | Texas | 78385 | 123 Baffin Road | 188 | 188 | Eólica | Eólica | 0 | 0 | 0 | 0 | 0 | 0 | 0 | 0 | 188 | 0 | 0 | 0 | EIA-860, EIA-860M and EIA-923 | 201603
Estados Unidos | Amonix UASTP Solar Power Station | Amonix UASTP Solar Generation 1 LLC |  | 32.1081 | -110.825 | Tucson | Pima | Arizona | 85747 | 9070 South Rita Road | 1.9 | 1.9 | Solar | Solar | 0 | 0 | 0 | 0 | 0 | 0 | 0 | 1.9 | 0 | 0 | 0 | 0 | EIA-860, EIA-860M and EIA-923 | 201603
Estados Unidos | Holyoke Solar Cooperative at Mueller | Holyoke Solar LLC |  | 42.1909 | -72.6824 | Holyoke | Hampden | Massachusetts | 01040 | 91 Mueller Road | 2.7 | 2.7 | Solar | Solar | 0 | 0 | 0 | 0 | 0 | 0 | 0 | 2.7 | 0 | 0 | 0 | 0 | EIA-860, EIA-860M and EIA-923 | 201603
Estados Unidos | Solar Star California II LLC | Solar Star California II LLC |  | 38.5164 | -121.475 | Sacramento | Sacramento | California | 95824 | 6200 Franklin Boulevard | 2 | 2 | Solar | Solar | 0 | 0 | 0 | 0 | 0 | 0 | 0 | 2 | 0 | 0 | 0 | 0 | EIA-860, EIA-860M and EIA-923 | 201603
Estados Unidos | Douglas Solar | Consolidated Edison Development Inc. |  | 42.06 | -71.73 | Douglas | Worcester | Massachusetts | 01516 | 6 Brookline Terrace | 2 | 2 | Solar | Solar | 0 | 0 | 0 | 0 | 0 | 0 | 0 | 2 | 0 | 0 | 0 | 0 | EIA-860, EIA-860M and EIA-923 | 201603
Estados Unidos | Eva Creek Wind | Golden Valley Elec Assn Inc |  | 64.0583 | -148.9 | Healy | Denali | Alaska | 99743 | Mile Post 10 Ferry Road | 24.6 | 24.6 | Eólica | Eólica | 0 | 0 | 0 | 0 | 0 | 0 | 0 | 0 | 24.6 | 0 | 0 | 0 | EIA-860, EIA-860M and EIA-923 | 201603
Estados Unidos | Walmart Casa Grande | SolarCity Corporation |  | 32.8691 | -111.772 | Casa Grande | Pinal | Arizona | 85122 | 868 W Peters Road | 2 | 2 | Solar | Solar | 0 | 0 | 0 | 0 | 0 | 0 | 0 | 2 | 0 | 0 | 0 | 0 | EIA-860, EIA-860M and EIA-923 | 201603
Estados Unidos | Town of Uxbridge MA at Commerce Dr | Constellation Solar Net Metering LLC |  | 42.0439 | -71.6175 | Uxbridge | Worcester | Massachusetts | 01569 | 71 Commerce Drive | 1.8 | 1.8 | Solar | Solar | 0 | 0 | 0 | 0 | 0 | 0 | 0 | 1.8 | 0 | 0 | 0 | 0 | EIA-860, EIA-860M and EIA-923 | 201603
Estados Unidos | Town of Norfolk MA at Medway Branch | Constellation Solar Massachusetts LLC |  | 42.1278 | -71.3403 | Norfolk | Norfolk | Massachusetts | 02056 | 33 Medway Branch Road | 1.2 | 1.2 | Solar | Solar | 0 | 0 | 0 | 0 | 0 | 0 | 0 | 1.2 | 0 | 0 | 0 | 0 | EIA-860, EIA-860M and EIA-923 | 201603
Estados Unidos | Berkeley County Landfill | South Carolina Public Service Authority |  | 33.1211 | -80.0294 | Moncks Corner | Berkeley | South Carolina | 29761 | 2277 Hwy 52 | 3 | 3 | Biomasa | Biomasa | 0 | 0 | 0 | 0 | 0 | 0 | 0 | 0 | 0 | 0 | 3 | 0 | EIA-860, EIA-860M and EIA-923 | 201603
Estados Unidos | Macho Springs Power I | Capital Power Corporation |  | 32.5543 | -107.509 | Deming | Luna | New Mexico | 88030 | 16730 Hatch Highway NE | 50.4 | 50.4 | Eólica | Eólica | 0 | 0 | 0 | 0 | 0 | 0 | 0 | 0 | 50.4 | 0 | 0 | 0 | EIA-860, EIA-860M and EIA-923 | 201603
Estados Unidos | NJ Oak Solar Plant | NJ Oak Solar LLC |  | 39.3806 | -75.1883 | Bridgetown | Cumberland | New Jersey | 08320 | 616 Elmer Road | 10 | 10 | Solar | Solar | 0 | 0 | 0 | 0 | 0 | 0 | 0 | 10 | 0 | 0 | 0 | 0 | EIA-860, EIA-860M and EIA-923 | 201603
Estados Unidos | Shore Point Solar | Shore Point Solar LLC |  | 40.245 | -74.2433 | Freehold | Monmouth | New Jersey | 07728 | 100 Shore Point Drive | 1 | 1 | Solar | Solar | 0 | 0 | 0 | 0 | 0 | 0 | 0 | 1 | 0 | 0 | 0 | 0 | EIA-860, EIA-860M and EIA-923 | 201603
Estados Unidos | Minco Wind II, LLC | FPLE Wind, LLC |  | 35.3253 | -98.0714 | Minco | Grady | Oklahoma | 73059 | 491 County Road 1180 | 100.8 | 100.8 | Eólica | Eólica | 0 | 0 | 0 | 0 | 0 | 0 | 0 | 0 | 100.8 | 0 | 0 | 0 | EIA-860, EIA-860M and EIA-923 | 201603
Estados Unidos | Desert Green Solar Farm LLC | Invenergy Services LLC |  | 33.2705 | -116.348 | Boulevard | San Diego | California | 91905 | 40730 Old Highway 80 | 6.3 | 6.3 | Solar | Solar | 0 | 0 | 0 | 0 | 0 | 0 | 0 | 6.3 | 0 | 0 | 0 | 0 | EIA-860, EIA-860M and EIA-923 | 201603
Estados Unidos | Brookfield Tehachapi 1 | Coram California Development, L.P. |  | 35.0083 | -118.241 | Mojave | Kern | California | 93501 | 15509 70th St. | 102 | 102 | Eólica | Eólica | 0 | 0 | 0 | 0 | 0 | 0 | 0 | 0 | 102 | 0 | 0 | 0 | EIA-860, EIA-860M and EIA-923 | 201603
Estados Unidos | Musselshell Wind Project | Musselshell Wind Project LLC |  | 46.2753 | -109.483 | Shawmut | Wheatland | Montana | 59078 | 400 Mudcreek Rd. | 10 | 10 | Eólica | Eólica | 0 | 0 | 0 | 0 | 0 | 0 | 0 | 0 | 10 | 0 | 0 | 0 | EIA-860, EIA-860M and EIA-923 | 201603
Estados Unidos | Shady Oaks Wind Farm | Algonquin Power Co |  | 41.6669 | -89.0597 | Compton | Lee | Illinois | 61318 | 314 Chapman St | 109.5 | 109.5 | Eólica | Eólica | 0 | 0 | 0 | 0 | 0 | 0 | 0 | 0 | 109.5 | 0 | 0 | 0 | EIA-860, EIA-860M and EIA-923 | 201603
Estados Unidos | Musselshell Wind Project Two LLC | Musselshell Wind Project Two LLC |  | 46.2753 | -109.483 | Shawmut | Wheatland | Montana | 59078 | 400 Mudcreek Road | 10 | 10 | Eólica | Eólica | 0 | 0 | 0 | 0 | 0 | 0 | 0 | 0 | 10 | 0 | 0 | 0 | EIA-860, EIA-860M and EIA-923 | 201603
Estados Unidos | Cashton Greens Wind Farm | Cashton Greens Wind Farm LLC |  | 43.7339 | -90.805 | Cashton | Monroe | Wisconsin | 54619 | 500 Organic Drive | 4.8 | 4.8 | Eólica | Eólica | 0 | 0 | 0 | 0 | 0 | 0 | 0 | 0 | 4.8 | 0 | 0 | 0 | EIA-860, EIA-860M and EIA-923 | 201603
Estados Unidos | Darrington | Hampton Lumber Mills - Washington Inc |  | 48.2697 | -121.6 | Darrington | Snohomish | Washington | 98241 | 46921 Sauk Prairie Rd | 4.5 | 4.5 | Biomasa | Biomasa | 0 | 0 | 0 | 0 | 0 | 0 | 0 | 0 | 0 | 0 | 4.5 | 0 | EIA-860, EIA-860M and EIA-923 | 201603
Estados Unidos | Butte College Main Campus Solar | Butte-Glenn Community College District |  | 39.6481 | -121.644 | Oroville | Butte | California | 95965 | 3536 Butte Campus Drive | 2.9 | 2.9 | Solar | Solar | 0 | 0 | 0 | 0 | 0 | 0 | 0 | 2.9 | 0 | 0 | 0 | 0 | EIA-860, EIA-860M and EIA-923 | 201603
Estados Unidos | SF Southeast Cogen Plant | City & County of San Francisco |  | 37.7397 | -122.393 | San Francisco | San Francisco | California | 94124 | 1701 Jerrold Street | 1.9 | 1.9 | Biomasa | Biomasa | 0 | 0 | 0 | 0 | 0 | 0 | 0 | 0 | 0 | 0 | 1.9 | 0 | EIA-860, EIA-860M and EIA-923 | 201603
Estados Unidos | Spinning Spur Wind LLC | EDF Renewable Asset Holdings, Inc. |  | 35.2375 | -102.203 | Vegas | Oldham | Texas | 79092 | 111 County Road F | 161 | 161 | Eólica | Eólica | 0 | 0 | 0 | 0 | 0 | 0 | 0 | 0 | 161 | 0 | 0 | 0 | EIA-860, EIA-860M and EIA-923 | 201603
Estados Unidos | Bobcat Bluff Wind Project LLC | EDF Renewable Asset Holdings, Inc. |  | 33.4931 | -98.5819 | Archer | Archer | Texas | 76351 | 1354 Cowan Rd | 150 | 150 | Eólica | Eólica | 0 | 0 | 0 | 0 | 0 | 0 | 0 | 0 | 150 | 0 | 0 | 0 | EIA-860, EIA-860M and EIA-923 | 201603
Estados Unidos | Spearville 3 LLC | EDF Renewable Asset Holdings, Inc. |  | 37.8511 | -99.8381 | Spearville | Ford | Kansas | 67876 | 12350 Eagle Rd | 108 | 108 | Eólica | Eólica | 0 | 0 | 0 | 0 | 0 | 0 | 0 | 0 | 108 | 0 | 0 | 0 | EIA-860, EIA-860M and EIA-923 | 201603
Estados Unidos | Pocahontas Prairie Wind Farm | Gamesa Wind US |  | 42.5681 | -94.6581 | Pomeroy | Pocahontas | Iowa | 50575 | 63425 230th Avenue | 80 | 80 | Eólica | Eólica | 0 | 0 | 0 | 0 | 0 | 0 | 0 | 0 | 80 | 0 | 0 | 0 | EIA-860, EIA-860M and EIA-923 | 201603
Estados Unidos | Kingdom Community Wind | Green Mountain Power Corp |  | 44.7483 | -72.4253 | Lowell | Orleans | Vermont | 05847 | 4957 Vt. Route 100 | 65 | 65 | Eólica | Eólica | 0 | 0 | 0 | 0 | 0 | 0 | 0 | 0 | 65 | 0 | 0 | 0 | EIA-860, EIA-860M and EIA-923 | 201603
Estados Unidos | Busch Ranch Wind Energy Farm | Black Hills/Colorado Elec.Util |  | 37.8011 | -104.492 | Walsenburg | Huerfano | Colorado | 81089 | State Hwy 10 and County Rd 125 | 29 | 29 | Eólica | Eólica | 0 | 0 | 0 | 0 | 0 | 0 | 0 | 0 | 29 | 0 | 0 | 0 | EIA-860, EIA-860M and EIA-923 | 201603
Estados Unidos | Senate Wind LLC | Algonquin Power Co |  | 33.2058 | -98.3651 | Bryson | Jack | Texas | 76427 | 1065 FM 1191 North | 150 | 150 | Eólica | Eólica | 0 | 0 | 0 | 0 | 0 | 0 | 0 | 0 | 150 | 0 | 0 | 0 | EIA-860, EIA-860M and EIA-923 | 201603
Estados Unidos | Meridian Vineyards | Gestamp Asetym Solar North America |  | 35.6703 | -120.567 | Pasa Robles | San Luis Obispo | California | 93446 | 7000 E Highway 46 | 1.1 | 1.1 | Solar | Solar | 0 | 0 | 0 | 0 | 0 | 0 | 0 | 1.1 | 0 | 0 | 0 | 0 | EIA-860, EIA-860M and EIA-923 | 201603
Estados Unidos | Stephens Ranch Wind Energy LLC | Stephens Ranch Wind Energy LLC |  | 32.9264 | -101.648 | O'Donnell | Borden | Texas | 79351 | 2186 County Road 131 | 376 | 376 | Eólica | Eólica | 0 | 0 | 0 | 0 | 0 | 0 | 0 | 0 | 376 | 0 | 0 | 0 | EIA-860, EIA-860M and EIA-923 | 201603
Estados Unidos | Lake Winds Energy Park | Consumers Energy Co |  | 43.8719 | -86.3347 | Ludington | Mason | Michigan | 49431 | 4400-5140 S Stiles Rd | 22 | 22 | Eólica | Eólica | 0 | 0 | 0 | 0 | 0 | 0 | 0 | 0 | 22 | 0 | 0 | 0 | EIA-860, EIA-860M and EIA-923 | 201603
Estados Unidos | SunE EPE2 LLC | SunE EPE2 LLC |  | 32.2517 | -106.913 | Las Cruces | Dona Ana | New Mexico | 88007 | 1020 Crawford Boulevard | 13.6 | 13.6 | Solar | Solar | 0 | 0 | 0 | 0 | 0 | 0 | 0 | 13.6 | 0 | 0 | 0 | 0 | EIA-860, EIA-860M and EIA-923 | 201603
Estados Unidos | SunE EPE1 LLC | SunE EPE1 LLC |  | 32.0344 | -106.341 | Chaparral | Dona Ana | New Mexico | 88081 | 1122 Luna Drive | 11.3 | 11.3 | Solar | Solar | 0 | 0 | 0 | 0 | 0 | 0 | 0 | 11.3 | 0 | 0 | 0 | 0 | EIA-860, EIA-860M and EIA-923 | 201603
Estados Unidos | Canadian Hills Wind | Canadian Hills Wind LLC |  | 35.6297 | -98.0247 | El Rino | Canadian | Oklahoma | 73014 | 14730 Calumet Road NW | 298.5 | 298.5 | Eólica | Eólica | 0 | 0 | 0 | 0 | 0 | 0 | 0 | 0 | 298.5 | 0 | 0 | 0 | EIA-860, EIA-860M and EIA-923 | 201603
Estados Unidos | Lincoln Landfill | Energy 2001 Inc |  | 38.8381 | -121.342 | Lincoln | Placer | California | 95648 | 3155 Athens Ave | 4.8 | 4.8 | Biomasa | Biomasa | 0 | 0 | 0 | 0 | 0 | 0 | 0 | 0 | 0 | 0 | 4.8 | 0 | EIA-860, EIA-860M and EIA-923 | 201603
Estados Unidos | Groveland Solar | Consolidated Edison Development Inc. |  | 42.7511 | -71.0372 | Groveland | Essex | Massachusetts | 01834 | 513 Main Street | 3.2 | 3.2 | Solar | Solar | 0 | 0 | 0 | 0 | 0 | 0 | 0 | 3.2 | 0 | 0 | 0 | 0 | EIA-860, EIA-860M and EIA-923 | 201603
Estados Unidos | Shrewsbury Solar | Consolidated Edison Development Inc. |  | 42.2661 | -71.6958 | Shrewsbury | Worcester | Massachusetts | 01545 | 239 Cherry Street | 2.5 | 2.5 | Solar | Solar | 0 | 0 | 0 | 0 | 0 | 0 | 0 | 2.5 | 0 | 0 | 0 | 0 | EIA-860, EIA-860M and EIA-923 | 201603
Estados Unidos | Highland North Wind Farm | Everpower Wind Holdings Inc |  | 40.3196 | -78.6806 | Sidman | Cambria | Pennsylvania | 15955 | 225 Substation Road | 75 | 75 | Eólica | Eólica | 0 | 0 | 0 | 0 | 0 | 0 | 0 | 0 | 75 | 0 | 0 | 0 | EIA-860, EIA-860M and EIA-923 | 201603
Estados Unidos | Boston Scientific Solar | Consolidated Edison Solutions Inc |  | 42.2933 | -71.0339 | Quincy | Norfolk | Massachusetts | 02171 | 500 Commander Shea Boulevard | 1.1 | 1.1 | Solar | Solar | 0 | 0 | 0 | 0 | 0 | 0 | 0 | 1.1 | 0 | 0 | 0 | 0 | EIA-860, EIA-860M and EIA-923 | 201603
Estados Unidos | Desert Sunlight 300, LLC | NextEra Energy Desert Sunlight 300, LLC |  | 33.8231 | -115.394 | Desert Center | Riverside | California | 92239 | 44810 Kaiser Rd | 313.7 | 313.7 | Solar | Solar | 0 | 0 | 0 | 0 | 0 | 0 | 0 | 313.7 | 0 | 0 | 0 | 0 | EIA-860, EIA-860M and EIA-923 | 201603
Estados Unidos | Apple Data Center PV | Apple, Inc |  | 35.5881 | -81.252 | Maiden | Catawba | North Carolina | 28650 | 5977 Startown Road | 20 | 20 | Solar | Solar | 0 | 0 | 0 | 0 | 0 | 0 | 0 | 20 | 0 | 0 | 0 | 0 | EIA-860, EIA-860M and EIA-923 | 201603
Estados Unidos | NaturEner Rim Rock Energy | NaturEner Rim Rock Energy LLC |  | 48.8203 | -112.103 | Kevin | Toole | Montana | 59454 | 669 Rim Road | 184.6 | 184.6 | Eólica | Eólica | 0 | 0 | 0 | 0 | 0 | 0 | 0 | 0 | 184.6 | 0 | 0 | 0 | EIA-860, EIA-860M and EIA-923 | 201603
Estados Unidos | Auwahi Wind Energy | Auwahi Wind Energy LLC |  | 20.596 | -156.318 | Kula | Maui | Hawaii | 96790 | 20100 Piilani Hwy | 35 | 24 | Eólica | Eólica | 0 | 0 | 0 | 11 | 0 | 0 | 0 | 0 | 24 | 0 | 0 | 0 | EIA-860, EIA-860M and EIA-923 | 201603
Estados Unidos | Foothills Solar Plant | Arizona Public Service Co |  | 32.6486 | -114.429 | Yuma | Yuma | Arizona | 85367 | 12556 S Ave 12E | 35 | 35 | Solar | Solar | 0 | 0 | 0 | 0 | 0 | 0 | 0 | 35 | 0 | 0 | 0 | 0 | EIA-860, EIA-860M and EIA-923 | 201603
Estados Unidos | Twin Ridges Wind Farm | Everpower Wind Holdings Inc |  | 39.7606 | -78.8747 | Meyersdale | Somerset | Pennsylvania | 15552 | 114 Mountain Run Farm Lane | 139.4 | 139.4 | Eólica | Eólica | 0 | 0 | 0 | 0 | 0 | 0 | 0 | 0 | 139.4 | 0 | 0 | 0 | EIA-860, EIA-860M and EIA-923 | 201603
Estados Unidos | Patton Wind Farm | Everpower Wind Holdings Inc |  | 40.6307 | -78.6961 | Patton | Cambria | Pennsylvania | 16668 | 124 Weber Road | 30 | 30 | Eólica | Eólica | 0 | 0 | 0 | 0 | 0 | 0 | 0 | 0 | 30 | 0 | 0 | 0 | EIA-860, EIA-860M and EIA-923 | 201603
Estados Unidos | Anacacho Wind Farm, LLC | E ON Climate Renewables N America LLC |  | 29.2347 | -100.209 | Brackettville | Kinney | Texas | 78832 | 15542 Ranch Road 1572 | 99.8 | 99.8 | Eólica | Eólica | 0 | 0 | 0 | 0 | 0 | 0 | 0 | 0 | 99.8 | 0 | 0 | 0 | EIA-860, EIA-860M and EIA-923 | 201603
Estados Unidos | Alpaugh North | Consolidated Edison Development Inc. |  | 35.9025 | -119.443 | Alpaugh | Tulare | California | 93201 | 5149-A Avenue 60 | 20 | 20 | Solar | Solar | 0 | 0 | 0 | 0 | 0 | 0 | 0 | 20 | 0 | 0 | 0 | 0 | EIA-860, EIA-860M and EIA-923 | 201603
Estados Unidos | Alpaugh 50 | Consolidated Edison Development Inc. |  | 35.8983 | -119.435 | Alpaugh | Tulare | California | 93201 | 5149-B Avenue 60 | 50 | 50 | Solar | Solar | 0 | 0 | 0 | 0 | 0 | 0 | 0 | 50 | 0 | 0 | 0 | 0 | EIA-860, EIA-860M and EIA-923 | 201603
Estados Unidos | Granite Reliable Power | Granite Reliable Power |  | 44.7044 | -71.2925 | Dummer | Coos | New Hampshire | 03588 | 1281 Dummer Pond Road | 99 | 99 | Eólica | Eólica | 0 | 0 | 0 | 0 | 0 | 0 | 0 | 0 | 99 | 0 | 0 | 0 | EIA-860, EIA-860M and EIA-923 | 201603
Estados Unidos | Salt Palace Solar Gen Plant | Wasatch View Solar LLC |  | 40.7672 | -111.895 | Salt Lake City | Salt Lake | Utah | 84101 | 100 South West Temple | 1.3 | 1.3 | Solar | Solar | 0 | 0 | 0 | 0 | 0 | 0 | 0 | 1.3 | 0 | 0 | 0 | 0 | EIA-860, EIA-860M and EIA-923 | 201603
Estados Unidos | Brea Expansion Plant | Brea Power II |  | 33.932 | -117.84 | Brea | Orange | California | 92821 | 1942 Valencia Ave | 37.2 | 37.2 | Biomasa | Biomasa | 0 | 0 | 0 | 0 | 0 | 0 | 0 | 0 | 0 | 0 | 37.2 | 0 | EIA-860, EIA-860M and EIA-923 | 201603
Estados Unidos | California Ridge Wind Energy LLC | Invenergy Services LLC |  | 40.2117 | -87.8783 | Fithian | Vermilion | Illinois | 61844 | 3429 East CR 2350 North Road | 200 | 200 | Eólica | Eólica | 0 | 0 | 0 | 0 | 0 | 0 | 0 | 0 | 200 | 0 | 0 | 0 | EIA-860, EIA-860M and EIA-923 | 201603
Estados Unidos | SunE CPS3 LLC | SunE CPS3 LLC |  | 29.2219 | -98.6692 | Somerset | Bexar | Texas | 78069 | 8719 S FM 2790 | 10.6 | 10.6 | Solar | Solar | 0 | 0 | 0 | 0 | 0 | 0 | 0 | 10.6 | 0 | 0 | 0 | 0 | EIA-860, EIA-860M and EIA-923 | 201603
Estados Unidos | WSMR I | Siemens Government Technologies Inc |  | 32.3958 | -106.477 | White Sands Missile | Dona Ana | New Mexico | 88002 | 102 Headquarters Drive | 4.6 | 4.6 | Solar | Solar | 0 | 0 | 0 | 0 | 0 | 0 | 0 | 4.6 | 0 | 0 | 0 | 0 | EIA-860, EIA-860M and EIA-923 | 201603
Estados Unidos | IKEA Savannah 490 | IKEA Property Inc |  | 32.1775 | -81.1738 | Port Wentworth | Chatham | Georgia | 31407 | 202 Little Hearst Parkway | 1.2 | 1.2 | Solar | Solar | 0 | 0 | 0 | 0 | 0 | 0 | 0 | 1.2 | 0 | 0 | 0 | 0 | EIA-860, EIA-860M and EIA-923 | 201603
Estados Unidos | IKEA Tampa 042 | IKEA Property Inc |  | 27.9539 | -82.4325 | Tampa | Hillsborough | Florida | 33605 | 1103 N 22nd St. | 1 | 1 | Solar | Solar | 0 | 0 | 0 | 0 | 0 | 0 | 0 | 1 | 0 | 0 | 0 | 0 | EIA-860, EIA-860M and EIA-923 | 201603
Estados Unidos | IKEA Round Rock 027 | IKEA Property Inc |  | 30.557 | -97.6903 | Round Rock | Williamson | Texas | 78664 | 1 IKEA Way | 1.3 | 1.3 | Solar | Solar | 0 | 0 | 0 | 0 | 0 | 0 | 0 | 1.3 | 0 | 0 | 0 | 0 | EIA-860, EIA-860M and EIA-923 | 201603
Estados Unidos | IKEA Perryville 460 | IKEA Property Inc |  | 39.5608 | -76.0553 | Perryville | Cecil | Maryland | 21903 | 100 IKEA Way | 2 | 2 | Solar | Solar | 0 | 0 | 0 | 0 | 0 | 0 | 0 | 2 | 0 | 0 | 0 | 0 | EIA-860, EIA-860M and EIA-923 | 201603
Estados Unidos | IKEA College Park 411 | IKEA Property Inc |  | 39.021 | -76.926 | College Park | Prince Georges | Maryland | 20740 | 10100 Baltimore Ave. | 1 | 1 | Solar | Solar | 0 | 0 | 0 | 0 | 0 | 0 | 0 | 1 | 0 | 0 | 0 | 0 | EIA-860, EIA-860M and EIA-923 | 201603
Estados Unidos | IKEA Westhampton 061 | IKEA Property Inc |  | 40.0139 | -74.8536 | Westampton | Burlington | New Jersey | 08060 | 100 IKEA Drive | 1.8 | 1.8 | Solar | Solar | 0 | 0 | 0 | 0 | 0 | 0 | 0 | 1.8 | 0 | 0 | 0 | 0 | EIA-860, EIA-860M and EIA-923 | 201603
Estados Unidos | Copper Mountain Solar 2 | Copper Mountain Solar 2, LLC |  | 35.7864 | -114.963 | Boulder City | Clark | Nevada | 89005 | 585 Eldorado Valley Drive | 154 | 154 | Solar | Solar | 0 | 0 | 0 | 0 | 0 | 0 | 0 | 154 | 0 | 0 | 0 | 0 | EIA-860, EIA-860M and EIA-923 | 201603
Estados Unidos | Shooting Star Wind Project LLC | Shooting Star Wind Project LLC |  | 37.5189 | -99.4464 | Mullinville | Kiowa | Kansas | 67109 | 10252 10th Avenue | 104 | 104 | Eólica | Eólica | 0 | 0 | 0 | 0 | 0 | 0 | 0 | 0 | 104 | 0 | 0 | 0 | EIA-860, EIA-860M and EIA-923 | 201603
Estados Unidos | High Mesa Energy LLC | High Mesa Energy LLC |  | 42.88 | -115.037 | Hagerman | Twin Falls | Idaho | 83332 | 6136 N 11 E | 40 | 40 | Eólica | Eólica | 0 | 0 | 0 | 0 | 0 | 0 | 0 | 0 | 40 | 0 | 0 | 0 | EIA-860, EIA-860M and EIA-923 | 201603
Estados Unidos | Beebe Renewable Energy LLC | Beebe Renewable Energy LLC |  | 43.2569 | -84.4997 | Ithaca | Gratiot | Michigan | 48847 | 5176 E Pierce Road | 81.6 | 81.6 | Eólica | Eólica | 0 | 0 | 0 | 0 | 0 | 0 | 0 | 0 | 81.6 | 0 | 0 | 0 | EIA-860, EIA-860M and EIA-923 | 201603
Estados Unidos | Whitetail Wind Energy LLC | Whitetail Wind Energy LLC |  | 27.4881 | -99.0053 | Oilton | Webb | Texas | 78731 | 18724 State Highway 359 | 92 | 92 | Eólica | Eólica | 0 | 0 | 0 | 0 | 0 | 0 | 0 | 0 | 92 | 0 | 0 | 0 | EIA-860, EIA-860M and EIA-923 | 201603
Estados Unidos | Neal Hot Springs Geothermal Project | US Geothermal Inc. |  | 44.0231 | -117.468 | Vale | Malheur | Oregon | 97918 | 2801 Bully Creek Road | 17.7 | 17.7 | Geotérmica | Geotérmica | 0 | 0 | 0 | 0 | 0 | 0 | 0 | 0 | 0 | 17.7 | 0 | 0 | EIA-860, EIA-860M and EIA-923 | 201603
Estados Unidos | Evergreen Community Power | Evergreen Community Power, LLC |  | 40.3256 | -75.9228 | Reading | Berks | Pennsylvania | 19602 | 802 South Street | 25 | 25 | Biomasa | Biomasa | 0 | 0 | 0 | 0 | 0 | 0 | 0 | 0 | 0 | 0 | 25 | 0 | EIA-860, EIA-860M and EIA-923 | 201603
Estados Unidos | St Joseph Landfill Generating Station | KCP&L Greater Missouri Operations Co |  | 39.6744 | -94.7761 | St Joseph | Buchanan | Missouri | 64507 | 9431 50th Road Southeast | 1.6 | 1.6 | Biomasa | Biomasa | 0 | 0 | 0 | 0 | 0 | 0 | 0 | 0 | 0 | 0 | 1.6 | 0 | EIA-860, EIA-860M and EIA-923 | 201603
Estados Unidos | Mt Wachusett Community College | Mt Wachusett Community College |  | 42.5886 | -71.9842 | Gardner | Worcester | Massachusetts | 01440 | 444 Green Street | 3.4 | 3.4 | Eólica | Eólica | 0 | 0 | 0 | 0 | 0 | 0 | 0 | 0 | 3.4 | 0 | 0 | 0 | EIA-860, EIA-860M and EIA-923 | 201603
Estados Unidos | Spruce Mountain WInd | Spruce Mountain Wind LLC |  | 44.4156 | -70.5598 | Bryant Pond | Oxford | Maine | 04219 | 1551 Granite Ledge Road | 20 | 20 | Eólica | Eólica | 0 | 0 | 0 | 0 | 0 | 0 | 0 | 0 | 20 | 0 | 0 | 0 | EIA-860, EIA-860M and EIA-923 | 201603
Estados Unidos | SunE CPS2 LLC | SunE CPS2 LLC |  | 29.245 | -98.4183 | San Antonio | Bexar | Texas | 78221 | 3580 Valley Rd | 9.9 | 9.9 | Solar | Solar | 0 | 0 | 0 | 0 | 0 | 0 | 0 | 9.9 | 0 | 0 | 0 | 0 | EIA-860, EIA-860M and EIA-923 | 201603
Estados Unidos | IKEA Tejon 345 | IKEA Property Inc |  | 34.9753 | -118.947 | Lebec | Kern | California | 93243 | 4104 Industrial Park Drive | 1.5 | 1.5 | Solar | Solar | 0 | 0 | 0 | 0 | 0 | 0 | 0 | 1.5 | 0 | 0 | 0 | 0 | EIA-860, EIA-860M and EIA-923 | 201603
Estados Unidos | Constellation New Energy Inc | Constellation Solar Federal LLC |  | 39.9289 | -74.8181 | Medford | Burlington | New Jersey | 01040 | 7-12 Reeves Station Road | 3.9 | 3.9 | Solar | Solar | 0 | 0 | 0 | 0 | 0 | 0 | 0 | 3.9 | 0 | 0 | 0 | 0 | EIA-860, EIA-860M and EIA-923 | 201603
Estados Unidos | Reeves Station Rd East | NJR Clean Energy Ventures Corporation |  | 39.9283 | -74.8144 | Medford | Burlington | New Jersey | 08055 | 27 Reeves Station Road | 5.5 | 5.5 | Solar | Solar | 0 | 0 | 0 | 0 | 0 | 0 | 0 | 5.5 | 0 | 0 | 0 | 0 | EIA-860, EIA-860M and EIA-923 | 201603
Estados Unidos | Padelford Solar | Consolidated Edison Solutions Inc |  | 41.8533 | -71.065 | Berkley | Bristol | Massachusetts | 02779 | 32 Padelford Street | 2.2 | 2.2 | Solar | Solar | 0 | 0 | 0 | 0 | 0 | 0 | 0 | 2.2 | 0 | 0 | 0 | 0 | EIA-860, EIA-860M and EIA-923 | 201603
Estados Unidos | Nickel 1 Solar Facility | NLH1 Solar LLC |  | 35.6473 | -119.717 | Lost Hills | Kern | California | 93249 | 20732 GP Road | 1.5 | 1.5 | Solar | Solar | 0 | 0 | 0 | 0 | 0 | 0 | 0 | 1.5 | 0 | 0 | 0 | 0 | EIA-860, EIA-860M and EIA-923 | 201603
Estados Unidos | Riverside Renewable Energy LLC | Riverside Renewable Energy |  | 39.9031 | -75.1258 | Gloucester City | Camden | New Jersey | 08003 | 101 S King Street | 7.5 | 7.5 | Solar | Solar | 0 | 0 | 0 | 0 | 0 | 0 | 0 | 7.5 | 0 | 0 | 0 | 0 | EIA-860, EIA-860M and EIA-923 | 201603
Estados Unidos | Buckeye Union HS District 201 | Constellation Solar Arizona LLC |  | 33.4192 | -112.576 | Buckeye | Maricopa | Arizona | 85326 | 3000 South Apache Road | 3.3 | 3.3 | Solar | Solar | 0 | 0 | 0 | 0 | 0 | 0 | 0 | 3.3 | 0 | 0 | 0 | 0 | EIA-860, EIA-860M and EIA-923 | 201603
Estados Unidos | Buffalo Center Wind LLC | Buffalo Center Wind LLC |  | 43.3858 | -92.7594 | Little Cedar | Mitchell | Iowa | 50454 | 2370 430th Street | 1.5 | 1.5 | Eólica | Eólica | 0 | 0 | 0 | 0 | 0 | 0 | 0 | 0 | 1.5 | 0 | 0 | 0 | EIA-860, EIA-860M and EIA-923 | 201603
Estados Unidos | RET Modesto Solar | RET Modesto Solar LLC |  | 37.7342 | -120.996 | Modesto | Stanislaus | California | 95356 | 6800 McHenry Avenue | 25 | 25 | Solar | Solar | 0 | 0 | 0 | 0 | 0 | 0 | 0 | 25 | 0 | 0 | 0 | 0 | EIA-860, EIA-860M and EIA-923 | 201603
Estados Unidos | United Stationers Supply Solar Electric | KDC Solar O&M LLC |  | 40.3206 | -74.5017 | Cranbury | Middlesex | New Jersey | 08512 | 100 Liberty Way | 2.8 | 2.8 | Solar | Solar | 0 | 0 | 0 | 0 | 0 | 0 | 0 | 2.8 | 0 | 0 | 0 | 0 | EIA-860, EIA-860M and EIA-923 | 201603
Estados Unidos | Chisholm View Wind Project | Chisholm View Wind Project |  | 36.5747 | -97.6736 | Hunter | Garfield | Oklahoma | 74640 | 15930 N 150th Street | 235.2 | 235.2 | Eólica | Eólica | 0 | 0 | 0 | 0 | 0 | 0 | 0 | 0 | 235.2 | 0 | 0 | 0 | EIA-860, EIA-860M and EIA-923 | 201603
Estados Unidos | Black Mountain Solar LLC | Black Mountain Solar LLC |  | 35.0227 | -114.163 | Golden Valley | Mohave | Arizona | 86413 | 7025 S Yuma Road | 9 | 9 | Solar | Solar | 0 | 0 | 0 | 0 | 0 | 0 | 0 | 9 | 0 | 0 | 0 | 0 | EIA-860, EIA-860M and EIA-923 | 201603
Estados Unidos | Anchor Wind, LLC | Acciona Energy USA Global, LLC |  | 41.8508 | -91.2342 | Mechanicsville | Cedar | Iowa | 52306 | 698 160th Street | 5.9 | 5.9 | Eólica | Eólica | 0 | 0 | 0 | 0 | 0 | 0 | 0 | 0 | 5.9 | 0 | 0 | 0 | EIA-860, EIA-860M and EIA-923 | 201603
Estados Unidos | Community Wind South | Zephyr Wind LLC |  | 43.7136 | -95.8028 | Rushmore | Nobles | Minnesota | 56168 | 18957 Jones Avenue | 30 | 30 | Eólica | Eólica | 0 | 0 | 0 | 0 | 0 | 0 | 0 | 0 | 30 | 0 | 0 | 0 | EIA-860, EIA-860M and EIA-923 | 201603
Estados Unidos | BayWa r.e Mozart LLC | BayWa r.e Wind LLC |  | 32.9697 | -100.524 | Jayton | Kent | Texas | 79528 | 17839 Hwy 70 | 30 | 30 | Eólica | Eólica | 0 | 0 | 0 | 0 | 0 | 0 | 0 | 0 | 30 | 0 | 0 | 0 | EIA-860, EIA-860M and EIA-923 | 201603
Estados Unidos | Jordache Enterprises Solar | Jordache Enterprises |  | 40.5557 | -74.4084 | South Plainfield | Middlesex | New Jersey | 07080 | 200 South Helen St. | 1.3 | 1.3 | Solar | Solar | 0 | 0 | 0 | 0 | 0 | 0 | 0 | 1.3 | 0 | 0 | 0 | 0 | EIA-860, EIA-860M and EIA-923 | 201603
Estados Unidos | Burgess BioPower | Berlin Station, LLC |  | 44.4719 | -71.1753 | Berlin | Coos | New Hampshire | 03570 | One Community Street | 67.5 | 67.5 | Biomasa | Biomasa | 0 | 0 | 0 | 0 | 0 | 0 | 0 | 0 | 0 | 0 | 67.5 | 0 | EIA-860, EIA-860M and EIA-923 | 201603
Estados Unidos | Windy Ridge Generating Facility | T&M Limited Partnership |  | 41.0347 | -87.2603 | Fair Oaks | Jasper | Indiana | 47943 | 1652 North 1100 West | 1.2 | 1.2 | Biomasa | Biomasa | 0 | 0 | 0 | 0 | 0 | 0 | 0 | 0 | 0 | 0 | 1.2 | 0 | EIA-860, EIA-860M and EIA-923 | 201603
Estados Unidos | MillerCoors Irwindale Brewery | MillerCoors Irwindale Brewery |  | 34.1217 | -117.938 | Irwindale | Los Angeles | California | 91706 | 15801 E First Street | 11.9 | 3.7 | Gas natural | Solar | 0 | 8.2 | 0 | 0 | 0 | 0 | 0 | 2.5 | 0 | 0 | 1.2 | 0 | EIA-860, EIA-860M and EIA-923 | 201603
Estados Unidos | MillerCoors Shenandoah Brewery | MillerCoors Shenandoah Brewery |  | 38.3569 | -78.6767 | Elkton | Rockingham | Virginia | 22812 | 5135 South Eastside Highway | 1.4 | 1.4 | Biomasa | Biomasa | 0 | 0 | 0 | 0 | 0 | 0 | 0 | 0 | 0 | 0 | 1.4 | 0 | EIA-860, EIA-860M and EIA-923 | 201603
Estados Unidos | Decatur-Morgan Co LFG Recovery Project | Granger Electric Co |  | 34.6236 | -87.1011 | Trinity | Morgan | Alabama | 35673 | 620 Landfill Dr. | 1.6 | 1.6 | Biomasa | Biomasa | 0 | 0 | 0 | 0 | 0 | 0 | 0 | 0 | 0 | 0 | 1.6 | 0 | EIA-860, EIA-860M and EIA-923 | 201603
Estados Unidos | Imperial Valley Solar Company 1 LLC | Imperial Valley Solar Company 1 LLC |  | 33.2458 | -115.497 | Niland | Imperial | California | 92257 | 440 East Beal Road | 23 | 23 | Solar | Solar | 0 | 0 | 0 | 0 | 0 | 0 | 0 | 23 | 0 | 0 | 0 | 0 | EIA-860, EIA-860M and EIA-923 | 201603
Estados Unidos | Laredo Bus Facility Solar Canopies | MARTA |  | 33.7833 | -84.2678 | Decatur | DeKalb | Georgia | 30030 | 277 Laredo Dr. | 1 | 1 | Solar | Solar | 0 | 0 | 0 | 0 | 0 | 0 | 0 | 1 | 0 | 0 | 0 | 0 | EIA-860, EIA-860M and EIA-923 | 201603
Estados Unidos | Charlestown Wind Turbine | MWRA Charlestown |  | 42.3914 | -71.0708 | Charlestown | Suffolk | Massachusetts | 02129 | 172 Alford Street | 1.5 | 1.5 | Eólica | Eólica | 0 | 0 | 0 | 0 | 0 | 0 | 0 | 0 | 1.5 | 0 | 0 | 0 | EIA-860, EIA-860M and EIA-923 | 201603
Estados Unidos | SunE CPS1 LLC | SunE CPS1 LLC |  | 29.245 | -98.4183 | San Antonio | Bexar | Texas | 78221 | 4000 Rabel Road | 9.9 | 9.9 | Solar | Solar | 0 | 0 | 0 | 0 | 0 | 0 | 0 | 9.9 | 0 | 0 | 0 | 0 | EIA-860, EIA-860M and EIA-923 | 201603
Estados Unidos | Mercer Mall | FRIT Solar Inc |  | 40.2906 | -74.6819 | Lawrenceville | Mercer | New Jersey | 08648 | US Hwy 1 Mercer Mall | 1.1 | 1.1 | Solar | Solar | 0 | 0 | 0 | 0 | 0 | 0 | 0 | 1.1 | 0 | 0 | 0 | 0 | EIA-860, EIA-860M and EIA-923 | 201603
Estados Unidos | Windwalkers LLC | 5045 Wind Partners LLC |  | 43.3847 | -93.2214 | Northwoods | Worth | Iowa | 50448 | 1483A 430th Street | 1.6 | 1.6 | Eólica | Eólica | 0 | 0 | 0 | 0 | 0 | 0 | 0 | 0 | 1.6 | 0 | 0 | 0 | EIA-860, EIA-860M and EIA-923 | 201603
Estados Unidos | SEPV 1 | Gestamp Asetym Solar North America |  | 34.6189 | -117.939 | Palmdale | Los Angeles | California | 93550 | 10751 East Ave O | 2 | 2 | Solar | Solar | 0 | 0 | 0 | 0 | 0 | 0 | 0 | 2 | 0 | 0 | 0 | 0 | EIA-860, EIA-860M and EIA-923 | 201603
Estados Unidos | SEPV 2 | Gestamp Asetym Solar North America |  | 34.1742 | -116.153 | Twentynine Palms | San Bernardino | California | 92277 | 4388 Lear Ave. | 2 | 2 | Solar | Solar | 0 | 0 | 0 | 0 | 0 | 0 | 0 | 2 | 0 | 0 | 0 | 0 | EIA-860, EIA-860M and EIA-923 | 201603
Estados Unidos | Edwards Air Force Base | Borrego Solar Systems Inc |  | 34.9077 | -117.921 | Edwards | Kern | California | 93524 | 8 Draco Drive Building 8350, A | 3 | 3 | Solar | Solar | 0 | 0 | 0 | 0 | 0 | 0 | 0 | 3 | 0 | 0 | 0 | 0 | EIA-860, EIA-860M and EIA-923 | 201603
Estados Unidos | Rocky Ridge Wind Project | Rocky Ridge Wind Project LLC |  | 35.1356 | -99.0031 | Hobart | Kiowa | Oklahoma | 73541 | 13237 North 2240 Road | 148.8 | 148.8 | Eólica | Eólica | 0 | 0 | 0 | 0 | 0 | 0 | 0 | 0 | 148.8 | 0 | 0 | 0 | EIA-860, EIA-860M and EIA-923 | 201603
Estados Unidos | Wolf Ridge Wind | NextEra Wolf Ridge LLC |  | 33.733 | -97.4284 | Muenster | Cooke | Texas | 76252 | 1923 CR 431 | 112.5 | 112.5 | Eólica | Eólica | 0 | 0 | 0 | 0 | 0 | 0 | 0 | 0 | 112.5 | 0 | 0 | 0 | EIA-860, EIA-860M and EIA-923 | 201603
Estados Unidos | AMP Napoleon Solar Facility | American Mun Power-Ohio, Inc |  | 41.4067 | -84.1108 | Napoleon | Henry | Ohio | 43545 | 1645 Commerce Drive | 3.5 | 3.5 | Solar | Solar | 0 | 0 | 0 | 0 | 0 | 0 | 0 | 3.5 | 0 | 0 | 0 | 0 | EIA-860, EIA-860M and EIA-923 | 201603
Estados Unidos | Intel Folsom | SolarCity Corporation |  | 38.6451 | -121.173 | Folsom | Sacramento | California | 95630 | 1900 Prairie City Road | 1 | 1 | Solar | Solar | 0 | 0 | 0 | 0 | 0 | 0 | 0 | 1 | 0 | 0 | 0 | 0 | EIA-860, EIA-860M and EIA-923 | 201603
Estados Unidos | Stony Creek Wind Farm NY | Stony Creek Wind Farm NY |  | 42.7503 | -78.2489 | Warsaw | Wyoming | New York | 14569 | to be determined | 94.4 | 94.4 | Eólica | Eólica | 0 | 0 | 0 | 0 | 0 | 0 | 0 | 0 | 94.4 | 0 | 0 | 0 | EIA-860, EIA-860M and EIA-923 | 201603
Estados Unidos | Roeder Family Wind Farm LLC | 5045 Wind Partners LLC |  | 43.2972 | -93.2833 | Manly | Worth | Iowa | 50546 | 3672 Lark Ave | 1.6 | 1.6 | Eólica | Eólica | 0 | 0 | 0 | 0 | 0 | 0 | 0 | 0 | 1.6 | 0 | 0 | 0 | EIA-860, EIA-860M and EIA-923 | 201603
Estados Unidos | Middlesex Apple Orchard Solar | KDC Solar O&M LLC |  | 40.4264 | -74.4922 | North Brunswick | Middlesex | New Jersey | 08902 | 95 Apple Orchard Road | 4.7 | 4.7 | Solar | Solar | 0 | 0 | 0 | 0 | 0 | 0 | 0 | 4.7 | 0 | 0 | 0 | 0 | EIA-860, EIA-860M and EIA-923 | 201603
Estados Unidos | Keystone Solar | Keystone Solar, LLC |  | 39.8611 | -76.2211 | Quarryville | Lancaster | Pennsylvania | 17566 | 979 Deaver Rd. | 5 | 5 | Solar | Solar | 0 | 0 | 0 | 0 | 0 | 0 | 0 | 5 | 0 | 0 | 0 | 0 | EIA-860, EIA-860M and EIA-923 | 201603
Estados Unidos | BBB Corporate Headquarters | Bed Bath & Beyond |  | 40.6972 | -74.305 | Union | Union | New Jersey | 07083 | 650 Liberty Ave. | 1 | 1 | Solar | Solar | 0 | 0 | 0 | 0 | 0 | 0 | 0 | 1 | 0 | 0 | 0 | 0 | EIA-860, EIA-860M and EIA-923 | 201603
Estados Unidos | Christmas Tree Shops DC Burlington NJ | Bed Bath & Beyond |  | 40.1042 | -74.8128 | Florence Township | Burlington | New Jersey | 08518 | 270 Daniels Way | 2.1 | 2.1 | Solar | Solar | 0 | 0 | 0 | 0 | 0 | 0 | 0 | 2.1 | 0 | 0 | 0 | 0 | EIA-860, EIA-860M and EIA-923 | 201603
Estados Unidos | Harmon DC Totowa NJ | Bed Bath & Beyond |  | 40.9039 | -74.2478 | Totowa | Passaic | New Jersey | 07512 | 11 Taft Road | 1.5 | 1.5 | Solar | Solar | 0 | 0 | 0 | 0 | 0 | 0 | 0 | 1.5 | 0 | 0 | 0 | 0 | EIA-860, EIA-860M and EIA-923 | 201603
Estados Unidos | Bed Bath & Beyond DC Port Reading NJ | Bed Bath & Beyond |  | 40.5683 | -74.2425 | Port Reading | Middlesex | New Jersey | 07008 | 1001 Middlesex Avenue | 1.8 | 1.8 | Solar | Solar | 0 | 0 | 0 | 0 | 0 | 0 | 0 | 1.8 | 0 | 0 | 0 | 0 | EIA-860, EIA-860M and EIA-923 | 201603
Estados Unidos | Green Meadows | Green States Energy, Inc. |  | 41.6694 | -70.5319 | Sandwich | Barnstable | Massachusetts | 02563 | 112 Green Meadow Drive | 3.5 | 3.5 | Solar | Solar | 0 | 0 | 0 | 0 | 0 | 0 | 0 | 3.5 | 0 | 0 | 0 | 0 | EIA-860, EIA-860M and EIA-923 | 201603
Estados Unidos | Foundation Cemex River Plant | Foundation CA Fund VI Manager LLC |  | 34.5619 | -117.307 | Victorville | San Bernardino | California | 92394 | 16888 North E Street | 3.2 | 3.2 | Eólica | Eólica | 0 | 0 | 0 | 0 | 0 | 0 | 0 | 0 | 3.2 | 0 | 0 | 0 | EIA-860, EIA-860M and EIA-923 | 201603
Estados Unidos | Foundation Cemex BMQ | Foundation CA Fund VI Manager LLC |  | 34.6231 | -117.113 | Apple Valley | San Bernardino | California | 92307 | 25220 Black Mountain Quarry Ro | 3 | 3 | Eólica | Eólica | 0 | 0 | 0 | 0 | 0 | 0 | 0 | 0 | 3 | 0 | 0 | 0 | EIA-860, EIA-860M and EIA-923 | 201603
Estados Unidos | Heritage Garden Wind Farm I LLC | Heritage Garden Wind Farm I LLC |  | 45.7956 | -86.5339 | Garden | Delta | Michigan | 49835 | 16388 18th Road | 28 | 28 | Eólica | Eólica | 0 | 0 | 0 | 0 | 0 | 0 | 0 | 0 | 28 | 0 | 0 | 0 | EIA-860, EIA-860M and EIA-923 | 201603
Estados Unidos | Foundation Superior Farms | Foundation CA Fund VI Manager LLC |  | 38.42 | -121.818 | Dixon | Solano | California | 95620 | 7930 Rio Dixon Road | 1 | 1 | Eólica | Eólica | 0 | 0 | 0 | 0 | 0 | 0 | 0 | 0 | 1 | 0 | 0 | 0 | EIA-860, EIA-860M and EIA-923 | 201603
Estados Unidos | Foundation Wal-Mart Red Bluff | Foundation CA Fund VI Manager LLC |  | 40.1111 | -122.194 | Red Bluff | Tehama | California | 96080 | 10815 State Highway 99 West | 1 | 1 | Eólica | Eólica | 0 | 0 | 0 | 0 | 0 | 0 | 0 | 0 | 1 | 0 | 0 | 0 | EIA-860, EIA-860M and EIA-923 | 201603
Estados Unidos | Meadow Creek Project Company | Ridgeline Energy LLC |  | 43.5244 | -111.804 | Idaho Falls | Bonneville | Idaho | 83401 | 2244 North 115th E | 115.8 | 115.8 | Eólica | Eólica | 0 | 0 | 0 | 0 | 0 | 0 | 0 | 0 | 115.8 | 0 | 0 | 0 | EIA-860, EIA-860M and EIA-923 | 201603
Estados Unidos | International Paper Red River Mill | Red River Mill Intl Paper Company |  | 31.9033 | -93.1739 | Campti | Natchitoches | Louisiana | 71411 | 4537 Highway 480 | 55 | 55 | Biomasa | Biomasa | 0 | 0 | 0 | 0 | 0 | 0 | 0 | 0 | 0 | 0 | 55 | 0 | EIA-860, EIA-860M and EIA-923 | 201603
Estados Unidos | Georgia-Pacific Toledo Mill | Georgia-Pacific Toledo LLC |  | 44.6119 | -123.932 | Toledo | Lincoln | Oregon | 97391 | 1400 SE Butler Bridge Road | 31.8 | 31.8 | Biomasa | Biomasa | 0 | 0 | 0 | 0 | 0 | 0 | 0 | 0 | 0 | 0 | 31.8 | 0 | EIA-860, EIA-860M and EIA-923 | 201603
Estados Unidos | Bishop Hill II Wind Farm | Bishop Hill Energy II, LLC |  | 41.2325 | -90.1742 | Cambridge | Henry | Illinois | 61238 | 13870 North 570th Avenue | 81 | 81 | Eólica | Eólica | 0 | 0 | 0 | 0 | 0 | 0 | 0 | 0 | 81 | 0 | 0 | 0 | EIA-860, EIA-860M and EIA-923 | 201603
Estados Unidos | Foundation Cemex Madison | Foundation CA Fund V Manager, LLC |  | 38.6928 | -121.933 | Madison | Yolo | California | 95653 | 30900 State Highway 16 | 1 | 1 | Eólica | Eólica | 0 | 0 | 0 | 0 | 0 | 0 | 0 | 0 | 1 | 0 | 0 | 0 | EIA-860, EIA-860M and EIA-923 | 201603
Estados Unidos | Foundation RRM | Foundation CA Fund V Manager, LLC |  | 33.9172 | -116.815 | Cabazon | Riverside | California | 92230 | 13990 Apache Trail | 2 | 2 | Eólica | Eólica | 0 | 0 | 0 | 0 | 0 | 0 | 0 | 0 | 2 | 0 | 0 | 0 | EIA-860, EIA-860M and EIA-923 | 201603
Estados Unidos | Foundation NWNA | Foundation CA Fund V Manager, LLC |  | 33.9142 | -116.749 | Cabazon | Riverside | California | 92230 | 14020 Elm Street | 3.2 | 3.2 | Eólica | Eólica | 0 | 0 | 0 | 0 | 0 | 0 | 0 | 0 | 3.2 | 0 | 0 | 0 | EIA-860, EIA-860M and EIA-923 | 201603
Estados Unidos | La Joya Del Sol | Gestamp Asetym Solar North America |  | 36.6786 | -119.798 | Fresno | Fresno | California | 93706 | 3772 South Fig Ave | 1.5 | 1.5 | Solar | Solar | 0 | 0 | 0 | 0 | 0 | 0 | 0 | 1.5 | 0 | 0 | 0 | 0 | EIA-860, EIA-860M and EIA-923 | 201603
Estados Unidos | Depot Park Solar System | Golden State Energy LLC |  | 38.515 | -121.398 | Sacramento | Sacramento | California | 95828 | 16 Business Park Way | 3 | 3 | Solar | Solar | 0 | 0 | 0 | 0 | 0 | 0 | 0 | 3 | 0 | 0 | 0 | 0 | EIA-860, EIA-860M and EIA-923 | 201603
Estados Unidos | Echo Wind Park | DTE Electric Company |  | 43.8825 | -83.1614 | Elkton | Huron | Michigan | 48731 | 3222 Hereford Rd. | 112 | 112 | Eólica | Eólica | 0 | 0 | 0 | 0 | 0 | 0 | 0 | 0 | 112 | 0 | 0 | 0 | EIA-860, EIA-860M and EIA-923 | 201603
Estados Unidos | Wakefern Food Corp | NJR Clean Energy Ventures Corporation |  | 40.51 | -74.3283 | Keasbey | Middlesex | New Jersey | 08832 | 5000 Riverside Drive | 2 | 2 | Solar | Solar | 0 | 0 | 0 | 0 | 0 | 0 | 0 | 2 | 0 | 0 | 0 | 0 | EIA-860, EIA-860M and EIA-923 | 201603
Estados Unidos | Rothschild Biomass Cogen Facility | Wisconsin Electric Power Co |  | 44.8878 | -89.6297 | Rothschild | Marathon | Wisconsin | 54474 | 210 N Grand Avenue | 50 | 50 | Biomasa | Biomasa | 0 | 0 | 0 | 0 | 0 | 0 | 0 | 0 | 0 | 0 | 50 | 0 | EIA-860, EIA-860M and EIA-923 | 201603
Estados Unidos | Limon Wind I | Limon |  | 39.381 | -103.573 | Limon | Lincoln | Colorado | 80828 | 22085 County Road 3P | 200 | 200 | Eólica | Eólica | 0 | 0 | 0 | 0 | 0 | 0 | 0 | 0 | 200 | 0 | 0 | 0 | EIA-860, EIA-860M and EIA-923 | 201603
Estados Unidos | Limon Wind II | Limon |  | 39.3414 | -103.581 | Limon | Lincoln | Colorado | 80828 | 22085 County Road 3P | 200 | 200 | Eólica | Eólica | 0 | 0 | 0 | 0 | 0 | 0 | 0 | 0 | 200 | 0 | 0 | 0 | EIA-860, EIA-860M and EIA-923 | 201603
Estados Unidos | Kaiser Downey | Bloom Energy 2009 PPA |  | 33.9192 | -118.129 | Downey | Los Angeles | California | 90242 | 9333 Imperial Hwy | 1 | 1 | Biomasa | Biomasa | 0 | 0 | 0 | 0 | 0 | 0 | 0 | 0 | 0 | 0 | 1 | 0 | EIA-860, EIA-860M and EIA-923 | 201603
Estados Unidos | Blue Mountain Biogas | Blue Mountain Biogas LLC |  | 38.1739 | -113.297 | Milford | Beaver | Utah | 84751 | 12665 South Pioche Road | 3 | 3 | Biomasa | Biomasa | 0 | 0 | 0 | 0 | 0 | 0 | 0 | 0 | 0 | 0 | 3 | 0 | EIA-860, EIA-860M and EIA-923 | 201603
Estados Unidos | Outback Solar At Christmas Valley | Outback Solar, LLC |  | 43.2369 | -120.49 | Christmas Valley | Lake | Oregon | 97641 | 92378 Christmas Valley Highway | 4.4 | 4.4 | Solar | Solar | 0 | 0 | 0 | 0 | 0 | 0 | 0 | 4.4 | 0 | 0 | 0 | 0 | EIA-860, EIA-860M and EIA-923 | 201603
Estados Unidos | Kaiser Ontario | Bloom Energy 2009 PPA |  | 34.0325 | -117.609 | Ontario | San Bernardino | California | 91761 | 2295 South Vineyard Ave | 1 | 1 | Biomasa | Biomasa | 0 | 0 | 0 | 0 | 0 | 0 | 0 | 0 | 0 | 0 | 1 | 0 | EIA-860, EIA-860M and EIA-923 | 201603
Estados Unidos | Oberlin Spear Point Solar One | Oberlin Spear Point Solar One, LLC |  | 41.3028 | -82.2271 | Oberlin | Lorain | Ohio | 44074 | 12500 N. Professor St. | 2 | 2 | Solar | Solar | 0 | 0 | 0 | 0 | 0 | 0 | 0 | 2 | 0 | 0 | 0 | 0 | EIA-860, EIA-860M and EIA-923 | 201603
Estados Unidos | Washington White Post Solar LLC | Washington White Post Solar LLC |  | 35.5052 | -76.8484 | Bath | Beaufort | North Carolina | 27808 | 853 White Post Road | 12.4 | 12.4 | Solar | Solar | 0 | 0 | 0 | 0 | 0 | 0 | 0 | 12.4 | 0 | 0 | 0 | 0 | EIA-860, EIA-860M and EIA-923 | 201603
Estados Unidos | Ensign Wind LLC | NextEra Energy Resources Ensign Wind |  | 37.6145 | -100.279 | Montezuma | Gray | Kansas | 67867 | 100 W Mexitli St | 98.9 | 98.9 | Eólica | Eólica | 0 | 0 | 0 | 0 | 0 | 0 | 0 | 0 | 98.9 | 0 | 0 | 0 | EIA-860, EIA-860M and EIA-923 | 201603
Estados Unidos | Groton Wind LLC | Iberdrola Renewables Inc |  | 43.7681 | -71.8189 | Groton | Grafton | New Hampshire | 03266 | 590 Groton Hollow Rd | 48 | 48 | Eólica | Eólica | 0 | 0 | 0 | 0 | 0 | 0 | 0 | 0 | 48 | 0 | 0 | 0 | EIA-860, EIA-860M and EIA-923 | 201603
Estados Unidos | Rock Creek Dairy | New Energy One LLC |  | 42.5003 | -114.615 | Filer | Twin Falls | Idaho | 83328 | 2150 E 3500 N | 3.2 | 3.2 | Biomasa | Biomasa | 0 | 0 | 0 | 0 | 0 | 0 | 0 | 0 | 0 | 0 | 3.2 | 0 | EIA-860, EIA-860M and EIA-923 | 201603
Estados Unidos | SVEP Solar Project Company | Gestamp Asetym Solar North America |  | 42.7536 | -73.2261 | Pownal | Bennington | Vermont | 05261 | 544 Lovett Cemetery Road | 2 | 2 | Solar | Solar | 0 | 0 | 0 | 0 | 0 | 0 | 0 | 2 | 0 | 0 | 0 | 0 | EIA-860, EIA-860M and EIA-923 | 201603
Estados Unidos | Williamstown Solar | Gestamp Asetym Solar North America |  | 44.1131 | -72.6058 | Williamstown | Orange | Vermont | 05679 | 3479 VT Route 64 | 2 | 2 | Solar | Solar | 0 | 0 | 0 | 0 | 0 | 0 | 0 | 2 | 0 | 0 | 0 | 0 | EIA-860, EIA-860M and EIA-923 | 201603
Estados Unidos | Prescott Solar Plant | SunE AZ1, LLC |  | 34.6494 | -112.427 | Prescott | Yavapai | Arizona | 86301 | 10100 North Sam Steiger Trail | 10.8 | 10.8 | Solar | Solar | 0 | 0 | 0 | 0 | 0 | 0 | 0 | 10.8 | 0 | 0 | 0 | 0 | EIA-860, EIA-860M and EIA-923 | 201603
Estados Unidos | RE Kansas South LLC | RE Kansas South LLC |  | 36.2261 | -119.834 | Lemoore | Kings | California | 93245 | 170321 21st Avenue | 20 | 20 | Solar | Solar | 0 | 0 | 0 | 0 | 0 | 0 | 0 | 20 | 0 | 0 | 0 | 0 | EIA-860, EIA-860M and EIA-923 | 201603
Estados Unidos | TA-High Desert LLC | TA-High Desert LLC |  | 34.7089 | -118.305 | Lancaster | Los Angeles | California | 93535 | 9716 W Avenue I | 20 | 20 | Solar | Solar | 0 | 0 | 0 | 0 | 0 | 0 | 0 | 20 | 0 | 0 | 0 | 0 | EIA-860, EIA-860M and EIA-923 | 201603
Estados Unidos | Black Cap Solar Plant | PacifiCorp |  | 42.175 | -120.363 | Lakeview | Lake | Oregon | 97630 | 95886 Stock Drive Lane | 2 | 2 | Solar | Solar | 0 | 0 | 0 | 0 | 0 | 0 | 0 | 2 | 0 | 0 | 0 | 0 | EIA-860, EIA-860M and EIA-923 | 201603
Estados Unidos | North Sky River Energy LLC | North Sky River Energy LLC |  | 35.3478 | -118.186 | Weldon | Kern | California | 93283 | 36316 Kelso Valley Road | 162 | 162 | Eólica | Eólica | 0 | 0 | 0 | 0 | 0 | 0 | 0 | 0 | 162 | 0 | 0 | 0 | EIA-860, EIA-860M and EIA-923 | 201603
Estados Unidos | Perrin Ranch Wind LLC | Perrin Ranch Wind LLC |  | 35.4156 | -112.271 | Williams | Coconino | Arizona | 86046 | 8410 Espee Road | 99.2 | 99.2 | Eólica | Eólica | 0 | 0 | 0 | 0 | 0 | 0 | 0 | 0 | 99.2 | 0 | 0 | 0 | EIA-860, EIA-860M and EIA-923 | 201603
Estados Unidos | Cirrus Wind 1 LLC | Cirrus Wind 1 LLC |  | 33.0331 | -101.688 | Tahoka | Lynn | Texas | 79373 | 2609 County Road BB | 61.2 | 61.2 | Eólica | Eólica | 0 | 0 | 0 | 0 | 0 | 0 | 0 | 0 | 61.2 | 0 | 0 | 0 | EIA-860, EIA-860M and EIA-923 | 201603
Estados Unidos | Slayton Solar | Ecos Energy LLC |  | 43.9803 | -95.7672 | Slayton | Murray | Minnesota | 56172 | 1478 91st Street | 1.7 | 1.7 | Solar | Solar | 0 | 0 | 0 | 0 | 0 | 0 | 0 | 1.7 | 0 | 0 | 0 | 0 | EIA-860, EIA-860M and EIA-923 | 201603
Estados Unidos | Crafton Hills College Solar Farm | San Bernardino Comm College Dist |  | 34.0431 | -117.099 | Yucaida | San Bernardino | California | 92399 | 11711 Sand Canyon Road | 1.3 | 1.3 | Solar | Solar | 0 | 0 | 0 | 0 | 0 | 0 | 0 | 1.3 | 0 | 0 | 0 | 0 | EIA-860, EIA-860M and EIA-923 | 201603
Estados Unidos | Prairie Fire | Tucson Electric Power Co |  | 32.1164 | -110.82 | Tucson | Pima | Arizona | 85747 | 7540 E Old Vail Road | 4.5 | 4.5 | Solar | Solar | 0 | 0 | 0 | 0 | 0 | 0 | 0 | 4.5 | 0 | 0 | 0 | 0 | EIA-860, EIA-860M and EIA-923 | 201603
Estados Unidos | BMW Manufacturing Co | BMW Manufacturing Co LLC |  | 34.8942 | -82.1783 | Greer | Spartanburg | South Carolina | 29651 | 1400 Highway 101 South | 10 | 10 | Biomasa | Biomasa | 0 | 0 | 0 | 0 | 0 | 0 | 0 | 0 | 0 | 0 | 10 | 0 | EIA-860, EIA-860M and EIA-923 | 201603
Estados Unidos | Wilson Solar | Consolidated Edison Solutions Inc |  | 42.2642 | -71.98 | Spencer | Worcester | Massachusetts | 01562 | 115 Wilson Street | 2 | 2 | Solar | Solar | 0 | 0 | 0 | 0 | 0 | 0 | 0 | 2 | 0 | 0 | 0 | 0 | EIA-860, EIA-860M and EIA-923 | 201603
Estados Unidos | Kishwaukee CHP Plant | Rock River Water Reclamation District |  | 42.2219 | -89.0933 | Rockford | Winnebago | Illinois | 61109 | 3333 Kishwaukee Street | 3 | 3 | Biomasa | Biomasa | 0 | 0 | 0 | 0 | 0 | 0 | 0 | 0 | 0 | 0 | 3 | 0 | EIA-860, EIA-860M and EIA-923 | 201603
Estados Unidos | M. G. Emmett J. Bean Federal Center | U.S. General Services Administration |  | 39.8531 | -86.0144 | Indianapolis | Marion | Indiana | 46249 | 8899 E 56th Street | 2 | 2 | Solar | Solar | 0 | 0 | 0 | 0 | 0 | 0 | 0 | 2 | 0 | 0 | 0 | 0 | EIA-860, EIA-860M and EIA-923 | 201603
Estados Unidos | UNH 7.9 MW Plant | Emcor Energy Services |  | 43.1367 | -70.9361 | Durham | Strafford | New Hampshire | 03824 | 2 Library Way | 7 | 7 | Biomasa | Biomasa | 0 | 0 | 0 | 0 | 0 | 0 | 0 | 0 | 0 | 0 | 7 | 0 | EIA-860, EIA-860M and EIA-923 | 201603
Estados Unidos | 180 Raritan Solar | 180 Raritan Energy Solutions, LLC |  | 40.5161 | -74.34 | Edison | Middlesex | New Jersey | 08817 | 180 Raritan Center Parkway | 1.9 | 1.9 | Solar | Solar | 0 | 0 | 0 | 0 | 0 | 0 | 0 | 1.9 | 0 | 0 | 0 | 0 | EIA-860, EIA-860M and EIA-923 | 201603
Estados Unidos | RE Victor Phelan Solar One LLC | RE Victor Phelan Solar One LLC |  | 34.5361 | -117.478 | Adelanto | San Bernardino | California | 92301 | 14320 Vinton Road | 20 | 20 | Solar | Solar | 0 | 0 | 0 | 0 | 0 | 0 | 0 | 20 | 0 | 0 | 0 | 0 | EIA-860, EIA-860M and EIA-923 | 201603
Estados Unidos | Minco Wind III, LLC | FPLE Wind, LLC |  | 35.3724 | -98.1827 | Minco | Caddo | Oklahoma | 73059 | 491 County Road 1180 | 100.8 | 100.8 | Eólica | Eólica | 0 | 0 | 0 | 0 | 0 | 0 | 0 | 0 | 100.8 | 0 | 0 | 0 | EIA-860, EIA-860M and EIA-923 | 201603
Estados Unidos | Grassland 3&4 Solar Project | Yolo County of |  | 38.5003 | -121.694 | Davis | Yolo | California | 95618 | County Road 104 and Road 35 | 2.5 | 2.5 | Solar | Solar | 0 | 0 | 0 | 0 | 0 | 0 | 0 | 2.5 | 0 | 0 | 0 | 0 | EIA-860, EIA-860M and EIA-923 | 201603
Estados Unidos | West Gates Solar Station | Pacific Gas & Electric Co |  | 36.1422 | -120.132 | Huron | Fresno | California | 93234 | 18364 West Jayne Ave. | 10 | 10 | Solar | Solar | 0 | 0 | 0 | 0 | 0 | 0 | 0 | 10 | 0 | 0 | 0 | 0 | EIA-860, EIA-860M and EIA-923 | 201603
Estados Unidos | Cinnamon Bay Edgeboro Landfill | Cinnamon Bay LLC |  | 40.4653 | -74.3939 | East Brunswick | Middlesex | New Jersey | 08850 | 3 Brick Plant Road | 9.1 | 9.1 | Biomasa | Biomasa | 0 | 0 | 0 | 0 | 0 | 0 | 0 | 0 | 0 | 0 | 9.1 | 0 | EIA-860, EIA-860M and EIA-923 | 201603
Estados Unidos | NextEra-Blackwell Wind, LLC | Blackwell Wind, LLC |  | 36.8467 | -97.4175 | Blackwell | Kay | Oklahoma | 74361 | 209 N 20th St | 59.8 | 59.8 | Eólica | Eólica | 0 | 0 | 0 | 0 | 0 | 0 | 0 | 0 | 59.8 | 0 | 0 | 0 | EIA-860, EIA-860M and EIA-923 | 201603
Estados Unidos | NFM Solar Power LLC | FirstLight Power Resources, Inc. - MA |  | 42.6108 | -72.4742 | Northfield | Franklin | Massachusetts | 01360 | 100 Millers Falls Rd. | 1.9 | 1.9 | Solar | Solar | 0 | 0 | 0 | 0 | 0 | 0 | 0 | 1.9 | 0 | 0 | 0 | 0 | EIA-860, EIA-860M and EIA-923 | 201603
Estados Unidos | Saddle Mountain Solar I | SunE AZ2 LLC |  | 33.3783 | -113.181 | Tonopah | Maricopa | Arizona | 85354 | 52500 W Baseline Road | 15 | 15 | Solar | Solar | 0 | 0 | 0 | 0 | 0 | 0 | 0 | 15 | 0 | 0 | 0 | 0 | EIA-860, EIA-860M and EIA-923 | 201603
Estados Unidos | West Greenwich Solar | Consolidated Edison Development Inc. |  | 41.6494 | -71.71 | West Greenwich | Kent | Rhode Island | 02817 | 179 Plain Meeting House Road | 1.9 | 1.9 | Solar | Solar | 0 | 0 | 0 | 0 | 0 | 0 | 0 | 1.9 | 0 | 0 | 0 | 0 | EIA-860, EIA-860M and EIA-923 | 201603
Estados Unidos | Grassland 1&2 Solar Project | Yolo County of |  | 38.5003 | -121.694 | Davis | Yolo | California | 95618 | County Road 104 and Road 35 | 2.5 | 2.5 | Solar | Solar | 0 | 0 | 0 | 0 | 0 | 0 | 0 | 2.5 | 0 | 0 | 0 | 0 | EIA-860, EIA-860M and EIA-923 | 201603
Estados Unidos | Spion Kop Wind Farm | NorthWestern Energy |  | 47.3333 | -110.639 | Geyser | Judith Basin | Montana | 59701 | 7735 South Peak Rd | 40 | 40 | Eólica | Eólica | 0 | 0 | 0 | 0 | 0 | 0 | 0 | 0 | 40 | 0 | 0 | 0 | EIA-860, EIA-860M and EIA-923 | 201603
Estados Unidos | GL Dairy Biogas | GL Dairy Biogas LLC |  | 43.1244 | -89.545 | Springfield | Dane | Wisconsin | 53562 | Schneider Road | 2 | 2 | Biomasa | Biomasa | 0 | 0 | 0 | 0 | 0 | 0 | 0 | 0 | 0 | 0 | 2 | 0 | EIA-860, EIA-860M and EIA-923 | 201603
Estados Unidos | Haviland Plastic Products | Haviland Plastic Products Co |  | 41.0161 | -84.5875 | Haviland | Paulding | Ohio | 45851 | 100 West Main Street | 4.5 | 4.5 | Eólica | Eólica | 0 | 0 | 0 | 0 | 0 | 0 | 0 | 0 | 4.5 | 0 | 0 | 0 | EIA-860, EIA-860M and EIA-923 | 201603
Estados Unidos | Newberry Solar 1 LLC | Newberry Solar 1 LLC |  | 34.8536 | -116.683 | Newberry Springs | San Bernardino | California | 92365 | 32952 Mountain View Road | 1.5 | 1.5 | Solar | Solar | 0 | 0 | 0 | 0 | 0 | 0 | 0 | 1.5 | 0 | 0 | 0 | 0 | EIA-860, EIA-860M and EIA-923 | 201603
Estados Unidos | SEPV9 Power Plant | Highlander Solar 2, LLC |  | 34.1922 | -116.09 | Twentynine Palms | San Bernardino | California | 92277 | 3462 Morongo Road | 8.5 | 8.5 | Solar | Solar | 0 | 0 | 0 | 0 | 0 | 0 | 0 | 8.5 | 0 | 0 | 0 | 0 | EIA-860, EIA-860M and EIA-923 | 201603
Estados Unidos | Milford Solar Farm | Milford Solar LLC |  | 38.9231 | -75.4533 | Milford | Kent | Delaware | 19963 | 686 Milford-Harrington Highwat | 11.8 | 11.8 | Solar | Solar | 0 | 0 | 0 | 0 | 0 | 0 | 0 | 11.8 | 0 | 0 | 0 | 0 | EIA-860, EIA-860M and EIA-923 | 201603
Estados Unidos | Lincoln Financial Field | NRG Energy Center Eagles LLC |  | 39.9008 | -75.1675 | Philadelphia | Philadelphia | Pennsylvania | 19148 | 1 Lincoln Financial Way | 2.9 | 2.9 | Solar | Solar | 0 | 0 | 0 | 0 | 0 | 0 | 0 | 2.9 | 0 | 0 | 0 | 0 | EIA-860, EIA-860M and EIA-923 | 201603
Estados Unidos | Tahquitz High School | Sustainable Power Group, LLC |  | 33.7672 | -117.018 | Hemet | Riverside | California | 92545 | 4425 Tital Trail | 1 | 1 | Solar | Solar | 0 | 0 | 0 | 0 | 0 | 0 | 0 | 1 | 0 | 0 | 0 | 0 | EIA-860, EIA-860M and EIA-923 | 201603
Estados Unidos | Wagner Wind LLC | BayWa r.e Wind LLC |  | 33.9089 | -116.556 | Palm Springs | Riverside | California | 92240 | 63335 19th Avenue | 6 | 6 | Eólica | Eólica | 0 | 0 | 0 | 0 | 0 | 0 | 0 | 0 | 6 | 0 | 0 | 0 | EIA-860, EIA-860M and EIA-923 | 201603
Estados Unidos | SEPV 8 | Highlander Solar 1, LLC |  | 34.1719 | -116.152 | Twentynine Palms | San Bernardino | California | 92277 | 4450 Lear Avenue | 11.8 | 11.8 | Solar | Solar | 0 | 0 | 0 | 0 | 0 | 0 | 0 | 11.8 | 0 | 0 | 0 | 0 | EIA-860, EIA-860M and EIA-923 | 201603
Estados Unidos | Georgia Mountain Community Wind Farm | Georgia Mountain Community Wind, LLC |  | 44.6617 | -73.07 | Milton | Chittenden | Vermont | 05468 | 1290 Ted Road | 10 | 10 | Eólica | Eólica | 0 | 0 | 0 | 0 | 0 | 0 | 0 | 0 | 10 | 0 | 0 | 0 | EIA-860, EIA-860M and EIA-923 | 201603
Estados Unidos | Kent County-Kennedyville | WGL Energy Systems, Inc |  | 39.2972 | -75.9822 | Kennedyville | Kent | Maryland | 21645 | 11651 Kennedyville Road | 1 | 1 | Solar | Solar | 0 | 0 | 0 | 0 | 0 | 0 | 0 | 1 | 0 | 0 | 0 | 0 | EIA-860, EIA-860M and EIA-923 | 201603
Estados Unidos | Kit Carson | WGL Energy Systems, Inc |  | 36.9667 | -105.438 | Amalia | Taos | New Mexico | 87512 | 195 Ventero Road | 1.3 | 1.3 | Solar | Solar | 0 | 0 | 0 | 0 | 0 | 0 | 0 | 1.3 | 0 | 0 | 0 | 0 | EIA-860, EIA-860M and EIA-923 | 201603
Estados Unidos | Rock Hall | WGL Energy Systems, Inc |  | 39.15 | -76.23 | Rock Hall | Kent | Maryland | 21661 | 6015 N Main Street | 1 | 1 | Solar | Solar | 0 | 0 | 0 | 0 | 0 | 0 | 0 | 1 | 0 | 0 | 0 | 0 | EIA-860, EIA-860M and EIA-923 | 201603
Estados Unidos | Pattern Panhandle Wind LLC | Pattern Operators LP |  | 35.4275 | -101.253 | Panhandle | Carson | Texas | 79068 | 1797 FM 2385 | 218 | 218 | Eólica | Eólica | 0 | 0 | 0 | 0 | 0 | 0 | 0 | 0 | 218 | 0 | 0 | 0 | EIA-860, EIA-860M and EIA-923 | 201603
Estados Unidos | Kent County - Worton Complex | WGL Energy Systems, Inc |  | 39.2808 | -76.0908 | Worton | Kent | Maryland | 21678 | 11401 Worton Road | 1 | 1 | Solar | Solar | 0 | 0 | 0 | 0 | 0 | 0 | 0 | 1 | 0 | 0 | 0 | 0 | EIA-860, EIA-860M and EIA-923 | 201603
Estados Unidos | West Valley High School Solar | Sustainable Power Group, LLC |  | 33.7197 | -117.01 | Hemet | Riverside | California | 92545 | 3401 Mustang Way | 1 | 1 | Solar | Solar | 0 | 0 | 0 | 0 | 0 | 0 | 0 | 1 | 0 | 0 | 0 | 0 | EIA-860, EIA-860M and EIA-923 | 201603
Estados Unidos | Millersville LFG | LES Operations Services LLC |  | 39.0847 | -76.6764 | Severn | Anne Arundel | Maryland | 21144 | 389 Burns Crossing Road | 3 | 3 | Biomasa | Biomasa | 0 | 0 | 0 | 0 | 0 | 0 | 0 | 0 | 0 | 0 | 3 | 0 | EIA-860, EIA-860M and EIA-923 | 201603
Estados Unidos | Pierce College | Los Angeles Department of Water & Power |  | 34.1836 | -118.575 | Wilmington | Los Angeles | California | 90744 | 6201 Winnetka Ave | 1.9 | 1.9 | Solar | Solar | 0 | 0 | 0 | 0 | 0 | 0 | 0 | 1.9 | 0 | 0 | 0 | 0 | EIA-860, EIA-860M and EIA-923 | 201603
Estados Unidos | VA Sepulveda Ambulatory Care Center | Los Angeles Department of Water & Power |  | 34.2489 | -118.483 | North Hills | Los Angeles | California | 91343 | 15830 Lassen St | 3.5 | 3.5 | Solar | Solar | 0 | 0 | 0 | 0 | 0 | 0 | 0 | 3.5 | 0 | 0 | 0 | 0 | EIA-860, EIA-860M and EIA-923 | 201603
Estados Unidos | Tullytown | WM Renewable Energy LLC |  | 40.1514 | -74.7806 | Morrisville | Bucks | Pennsylvania | 19067 | 200 Bordertown Road | 1.6 | 1.6 | Biomasa | Biomasa | 0 | 0 | 0 | 0 | 0 | 0 | 0 | 0 | 0 | 0 | 1.6 | 0 | EIA-860, EIA-860M and EIA-923 | 201603
Estados Unidos | Alpha Ridge LFG | Howard County - Maryland |  | 39.305 | -76.9019 | Marriottsville | Howard | Maryland | 21104 | 2350 Marriottsville Road | 1 | 1 | Biomasa | Biomasa | 0 | 0 | 0 | 0 | 0 | 0 | 0 | 0 | 0 | 0 | 1 | 0 | EIA-860, EIA-860M and EIA-923 | 201603
Estados Unidos | CBS Television City | Los Angeles Department of Water & Power |  | 34.075 | -118.36 | Los Angeles | Los Angeles | California | 90036 | 7800 beverly Blvd | 1.6 | 1.6 | Solar | Solar | 0 | 0 | 0 | 0 | 0 | 0 | 0 | 1.6 | 0 | 0 | 0 | 0 | EIA-860, EIA-860M and EIA-923 | 201603
Estados Unidos | Los Alamos PV Site | Los Alamos County |  | 35.8756 | -106.31 | Los Alamos | Los Alamos | New Mexico | 87544 | 3701 E Jemez Road | 2.8 | 1 | Otros | Solar | 0 | 0 | 0 | 1.8 | 0 | 0 | 0 | 1 | 0 | 0 | 0 | 0 | EIA-860, EIA-860M and EIA-923 | 201603
Estados Unidos | Upper Pacolet Hydro | Lockhart Power Co |  | 34.9214 | -81.7456 | Pacolet | Spartanburg | South Carolina | 29372 | 75 Limestone Street | 1.1 | 1.1 | Hidroeléctrica | Hidroeléctrica | 0 | 0 | 0 | 0 | 1.1 | 0 | 0 | 0 | 0 | 0 | 0 | 0 | EIA-860, EIA-860M and EIA-923 | 201603
Estados Unidos | Kalaeloa Solar Two | Kalaeloa Solar Two LLC |  | 21.32 | -158.087 | Honolulu | Honolulu | Hawaii | 96707 | 100-958 Boxer Street | 5 | 5 | Solar | Solar | 0 | 0 | 0 | 0 | 0 | 0 | 0 | 5 | 0 | 0 | 0 | 0 | EIA-860, EIA-860M and EIA-923 | 201603
Estados Unidos | FAA NorCal TRACON | Enfinity NorCal 1 FAA LLC |  | 38.5658 | -121.262 | Mather AFB | Sacramento | California | 95655 | 11375 Douglas Rd | 1 | 1 | Solar | Solar | 0 | 0 | 0 | 0 | 0 | 0 | 0 | 1 | 0 | 0 | 0 | 0 | EIA-860, EIA-860M and EIA-923 | 201603
Estados Unidos | Badger 1 | Desert Sky Solar LLC |  | 33.498 | -112.813 | Tonopah | Maricopa | Arizona | 85354 | 35324 W Indian School Road | 14.8 | 14.8 | Solar | Solar | 0 | 0 | 0 | 0 | 0 | 0 | 0 | 14.8 | 0 | 0 | 0 | 0 | EIA-860, EIA-860M and EIA-923 | 201603
Estados Unidos | Bay View Cogeneration Facility | COT/Division of Water Reclamation |  | 41.6883 | -83.4847 | Toledo | Lucas | Ohio | 43611 | 3900 N Summit Street, Bldg 1 | 8.4 | 8.4 | Biomasa | Biomasa | 0 | 0 | 0 | 0 | 0 | 0 | 0 | 0 | 0 | 0 | 8.4 | 0 | EIA-860, EIA-860M and EIA-923 | 201603
Estados Unidos | Apple Data Center - Fuel Cell 1&2 | Apple, Inc |  | 35.5883 | -81.2667 | Maiden | Catawba | North Carolina | 28650 | 5977 Startown Road | 10 | 10 | Biomasa | Biomasa | 0 | 0 | 0 | 0 | 0 | 0 | 0 | 0 | 0 | 0 | 10 | 0 | EIA-860, EIA-860M and EIA-923 | 201603
Estados Unidos | UNC-CH LFG Facility | University of North Carolina |  | 35.9386 | -79.0592 | Chapel Hill | Orange | North Carolina | 27516 | 137 Municipal Drive | 1 | 1 | Biomasa | Biomasa | 0 | 0 | 0 | 0 | 0 | 0 | 0 | 0 | 0 | 0 | 1 | 0 | EIA-860, EIA-860M and EIA-923 | 201603
Estados Unidos | Acushnet AD Makepeace | Borrego Solar Systems Inc |  | 41.7989 | -70.7436 | Wareham | Plymouth | Massachusetts | 02571 | 158 Tihonet Drive | 4.7 | 4.7 | Solar | Solar | 0 | 0 | 0 | 0 | 0 | 0 | 0 | 4.7 | 0 | 0 | 0 | 0 | EIA-860, EIA-860M and EIA-923 | 201603
Estados Unidos | Acushnet Hawes Reed Road | Borrego Solar Systems Inc |  | 41.6622 | -71.0425 | Dartmouth | Bristol | Massachusetts | 02747 | 968 Old Reed Road | 1 | 1 | Solar | Solar | 0 | 0 | 0 | 0 | 0 | 0 | 0 | 1 | 0 | 0 | 0 | 0 | EIA-860, EIA-860M and EIA-923 | 201603
Estados Unidos | Easthampton Landfill-City of Easthampton | Borrego Solar Systems Inc |  | 42.2869 | -72.7014 | Easthampton | Hampshire | Massachusetts | 01027 | Oliver Street Landfill, 200 Ol | 1.9 | 1.9 | Solar | Solar | 0 | 0 | 0 | 0 | 0 | 0 | 0 | 1.9 | 0 | 0 | 0 | 0 | EIA-860, EIA-860M and EIA-923 | 201603
Estados Unidos | South Robeson Farm | Greenbacker Renewable Energy Corporation |  | 34.5611 | -79.281 | Rowland | Robeson | North Carolina | 28383 | 7810 Hwy 710 | 4.9 | 4.9 | Solar | Solar | 0 | 0 | 0 | 0 | 0 | 0 | 0 | 4.9 | 0 | 0 | 0 | 0 | EIA-860, EIA-860M and EIA-923 | 201603
Estados Unidos | Raeford Farm | Heelstone Energy Holdings, LLC |  | 34.9689 | -79.2119 | Raeford | Hoke | North Carolina | 28376 | 1021 St Pauls Road | 4.9 | 4.9 | Solar | Solar | 0 | 0 | 0 | 0 | 0 | 0 | 0 | 4.9 | 0 | 0 | 0 | 0 | EIA-860, EIA-860M and EIA-923 | 201603
Estados Unidos | Mass Midstate Solar 3 | First Wind O&M, LLC |  | 42.2197 | -71.8786 | Warren | Worcester | Massachusetts | 01083 | 361 Little Rest Road | 4 | 4 | Solar | Solar | 0 | 0 | 0 | 0 | 0 | 0 | 0 | 4 | 0 | 0 | 0 | 0 | EIA-860, EIA-860M and EIA-923 | 201603
Estados Unidos | Mass Midstate Solar 2 | First Wind O&M, LLC |  | 42.1703 | -71.8786 | Warren | Worcester | Massachusetts | 01083 | 361 Little Rest Road | 5 | 5 | Solar | Solar | 0 | 0 | 0 | 0 | 0 | 0 | 0 | 5 | 0 | 0 | 0 | 0 | EIA-860, EIA-860M and EIA-923 | 201603
Estados Unidos | Paia Hydroelectric Plant | Hawaiian Commercial and Sugar Company |  | 20.8867 | -156.338 | Paia | Maui | Hawaii | 96779 | Baldwin Avenue | 1.3 | 1.3 | Hidroeléctrica | Hidroeléctrica | 0 | 0 | 0 | 0 | 1.3 | 0 | 0 | 0 | 0 | 0 | 0 | 0 | EIA-860, EIA-860M and EIA-923 | 201603
Estados Unidos | Mass Midstate Solar 1 | First Wind O&M, LLC |  | 42.2197 | -71.8783 | Warren | Worcester | Massachusetts | 01083 | 361 Little Rest Road | 5 | 5 | Solar | Solar | 0 | 0 | 0 | 0 | 0 | 0 | 0 | 5 | 0 | 0 | 0 | 0 | EIA-860, EIA-860M and EIA-923 | 201603
Estados Unidos | Millbury Solar | First Wind O&M, LLC |  | 42.1647 | -71.795 | Millbury | Worcester | Massachusetts | 01527 | 29 McGrath Road | 3 | 3 | Solar | Solar | 0 | 0 | 0 | 0 | 0 | 0 | 0 | 3 | 0 | 0 | 0 | 0 | EIA-860, EIA-860M and EIA-923 | 201603
Estados Unidos | Leicester One MA Solar LLC | SunRay Power LLC |  | 42.2228 | -71.8786 | Leicester | Worcester | Massachusetts | 01254 | 370 Auburn Street | 6 | 6 | Solar | Solar | 0 | 0 | 0 | 0 | 0 | 0 | 0 | 6 | 0 | 0 | 0 | 0 | EIA-860, EIA-860M and EIA-923 | 201603
Estados Unidos | Freetown Solar | Mass Solar, LLC |  | 41.7664 | -70.9808 | Freetown | Bristol | Massachusetts | 02717 | Chace Road | 5 | 5 | Solar | Solar | 0 | 0 | 0 | 0 | 0 | 0 | 0 | 5 | 0 | 0 | 0 | 0 | EIA-860, EIA-860M and EIA-923 | 201603
Estados Unidos | Venable Solar 1 | Venable Solar, LLC |  | 33.5989 | -114.572 | Blythe | Riverside | California | 92225 | 881 1/2 S Intake Boulevard | 1.5 | 1.5 | Solar | Solar | 0 | 0 | 0 | 0 | 0 | 0 | 0 | 1.5 | 0 | 0 | 0 | 0 | EIA-860, EIA-860M and EIA-923 | 201603
Estados Unidos | Venable Solar 2 | Venable Solar, LLC |  | 33.5972 | -114.572 | Blythe | Riverside | California | 92225 | 882 S Intake Boulevard | 1.5 | 1.5 | Solar | Solar | 0 | 0 | 0 | 0 | 0 | 0 | 0 | 1.5 | 0 | 0 | 0 | 0 | EIA-860, EIA-860M and EIA-923 | 201603
Estados Unidos | Jewish Community Center PV | Main Street Power |  | 33.6031 | -111.925 | Scottsdale | Maricopa | Arizona | 85254 | 12701 N. Scottsdale Road | 1.1 | 1.1 | Solar | Solar | 0 | 0 | 0 | 0 | 0 | 0 | 0 | 1.1 | 0 | 0 | 0 | 0 | EIA-860, EIA-860M and EIA-923 | 201603
Estados Unidos | Paradise Valley H.S. PV | Main Street Power |  | 33.6416 | -112 | Phoenix | Maricopa | Arizona | 85032 | 3950 E Bell Rd | 1.3 | 1.3 | Solar | Solar | 0 | 0 | 0 | 0 | 0 | 0 | 0 | 1.3 | 0 | 0 | 0 | 0 | EIA-860, EIA-860M and EIA-923 | 201603
Estados Unidos | SREC Bath LFGTE | Innovative Energy Systems Inc |  | 42.325 | -77.3789 | Bath | Steuben | New York | 14810 | 5612 Turnpike Road | 3.2 | 3.2 | Biomasa | Biomasa | 0 | 0 | 0 | 0 | 0 | 0 | 0 | 0 | 0 | 0 | 3.2 | 0 | EIA-860, EIA-860M and EIA-923 | 201603
Estados Unidos | Kingsburg Solar | Tulare PV II LLC |  | 36.5053 | -119.54 | Kingsburg | Tulare | California | 93631 | 39320 Clarkson Drive | 3.7 | 3.7 | Solar | Solar | 0 | 0 | 0 | 0 | 0 | 0 | 0 | 3.7 | 0 | 0 | 0 | 0 | EIA-860, EIA-860M and EIA-923 | 201603
Estados Unidos | PCIP Solar | Greenbacker Renewable Energy Corporation |  | 36.3125 | -78.9675 | Timberlake | Person | North Carolina | 27583 | 75 Crown Boulevard | 1 | 1 | Solar | Solar | 0 | 0 | 0 | 0 | 0 | 0 | 0 | 1 | 0 | 0 | 0 | 0 | EIA-860, EIA-860M and EIA-923 | 201603
Estados Unidos | Exeter Solar | Tulare PV I LLC |  | 36.2675 | -119.122 | Exeter | Tulare | California | 93221 | 19995 Avenue 264 | 3.5 | 3.5 | Solar | Solar | 0 | 0 | 0 | 0 | 0 | 0 | 0 | 3.5 | 0 | 0 | 0 | 0 | EIA-860, EIA-860M and EIA-923 | 201603
Estados Unidos | Ivanhoe Solar | Tulare PV I LLC |  | 36.3875 | -119.255 | Visalia | Tulare | California | 93292 | 14348 Avenue 328 | 3.5 | 3.5 | Solar | Solar | 0 | 0 | 0 | 0 | 0 | 0 | 0 | 3.5 | 0 | 0 | 0 | 0 | EIA-860, EIA-860M and EIA-923 | 201603
Estados Unidos | Lindsay Solar | Tulare PV I LLC |  | 36.2119 | -119.134 | Lindsay | Tulare | California | 93247 | 19796 Avenue 232 | 4 | 4 | Solar | Solar | 0 | 0 | 0 | 0 | 0 | 0 | 0 | 4 | 0 | 0 | 0 | 0 | EIA-860, EIA-860M and EIA-923 | 201603
Estados Unidos | Porterville Solar | Tulare PV I LLC |  | 36.1028 | -119.04 | Porterville | Tulare | California | 93257 | 2013 N. Main St. | 3.5 | 3.5 | Solar | Solar | 0 | 0 | 0 | 0 | 0 | 0 | 0 | 3.5 | 0 | 0 | 0 | 0 | EIA-860, EIA-860M and EIA-923 | 201603
Estados Unidos | Chadbourn Farm | Chadbourn Farm LLC |  | 34.1939 | -78.4544 | Whiteville | Columbus | North Carolina | 28472 | 655 Midway Road | 5 | 5 | Solar | Solar | 0 | 0 | 0 | 0 | 0 | 0 | 0 | 5 | 0 | 0 | 0 | 0 | EIA-860, EIA-860M and EIA-923 | 201603
Estados Unidos | Warrenton Farm | Warrenton Farm LLC |  | 36.415 | -78.1711 | Warrenton | Warren | North Carolina | 27589 | 815 Hicksville Road | 4 | 4 | Solar | Solar | 0 | 0 | 0 | 0 | 0 | 0 | 0 | 4 | 0 | 0 | 0 | 0 | EIA-860, EIA-860M and EIA-923 | 201603
Estados Unidos | Mocksville Farm | Mocksville Lessee LLC |  | 35.8786 | -80.5419 | Mocksville | Davie | North Carolina | 27028 | 462 Eaton Road | 5 | 5 | Solar | Solar | 0 | 0 | 0 | 0 | 0 | 0 | 0 | 5 | 0 | 0 | 0 | 0 | EIA-860, EIA-860M and EIA-923 | 201603
Estados Unidos | Belwood Farm | Belwood Farm LLC |  | 35.47 | -81.5083 | Lawndale | Cleveland | North Carolina | 28090 | 5617 Fallston Road | 4 | 4 | Solar | Solar | 0 | 0 | 0 | 0 | 0 | 0 | 0 | 4 | 0 | 0 | 0 | 0 | EIA-860, EIA-860M and EIA-923 | 201603
Estados Unidos | Arndt Farm | Strata Fund 2 Lessee LLC |  | 35.7792 | -81.1756 | Claremont | Catawba | North Carolina | 28610 | 5355 N NC 16 Hwy | 5 | 5 | Solar | Solar | 0 | 0 | 0 | 0 | 0 | 0 | 0 | 5 | 0 | 0 | 0 | 0 | EIA-860, EIA-860M and EIA-923 | 201603
Estados Unidos | Railroad Farm | Railroad Farm LLC |  | 34.82 | -78.9708 | St. Pauls | Robeson | North Carolina | 28384 | 737 N Railroad Street | 5 | 5 | Solar | Solar | 0 | 0 | 0 | 0 | 0 | 0 | 0 | 5 | 0 | 0 | 0 | 0 | EIA-860, EIA-860M and EIA-923 | 201603
Estados Unidos | Watts Farm | Watts Farm LLC |  | 34.7269 | -79.3353 | Maxton | Robeson | North Carolina | 28364 | 227 Charles Watts Road | 5 | 5 | Solar | Solar | 0 | 0 | 0 | 0 | 0 | 0 | 0 | 5 | 0 | 0 | 0 | 0 | EIA-860, EIA-860M and EIA-923 | 201603
Estados Unidos | Farrington Farm | Farrington Solar Farm LLC |  | 35.8328 | -79.025 | Chapel Hill | Chatham | North Carolina | 27517 | 2635 Farrington Point Road | 1 | 1 | Solar | Solar | 0 | 0 | 0 | 0 | 0 | 0 | 0 | 1 | 0 | 0 | 0 | 0 | EIA-860, EIA-860M and EIA-923 | 201603
Estados Unidos | Patua Geothermal Project Phase 1A | Patua Project LLC |  | 39.5858 | -119.073 | Hazen | Churchill | Nevada | 89408 | 17388 Patua Road | 30 | 30 | Geotérmica | Geotérmica | 0 | 0 | 0 | 0 | 0 | 0 | 0 | 0 | 0 | 30 | 0 | 0 | EIA-860, EIA-860M and EIA-923 | 201603
Estados Unidos | G2 Energy Hay Rd | G2 Energy LLC |  | 38.3147 | -121.834 | Vacaville | Solano | California | 95667 | 6426 Hay Rd | 1.5 | 1.5 | Biomasa | Biomasa | 0 | 0 | 0 | 0 | 0 | 0 | 0 | 0 | 0 | 0 | 1.5 | 0 | EIA-860, EIA-860M and EIA-923 | 201603
Estados Unidos | Goldthwaite Wind Energy Facility | Invenergy Services LLC |  | 31.3833 | -98.4667 | Goldthwaite | Mills | Texas | 76844 | NA | 150 | 150 | Eólica | Eólica | 0 | 0 | 0 | 0 | 0 | 0 | 0 | 0 | 150 | 0 | 0 | 0 | EIA-860, EIA-860M and EIA-923 | 201603
Estados Unidos | Prairie Breeze | Invenergy Services LLC |  | 41.9517 | -98.0767 | Elgin | Antelope | Nebraska | 68636 | NA | 206.5 | 206.5 | Eólica | Eólica | 0 | 0 | 0 | 0 | 0 | 0 | 0 | 0 | 206.5 | 0 | 0 | 0 | EIA-860, EIA-860M and EIA-923 | 201603
Estados Unidos | Shannon Farm | Strata Fund 2 Lessee LLC |  | 34.8475 | -79.1289 | Shannon | Robeson | North Carolina | 28386 | 15130 NC Hwy 71 North | 5 | 5 | Solar | Solar | 0 | 0 | 0 | 0 | 0 | 0 | 0 | 5 | 0 | 0 | 0 | 0 | EIA-860, EIA-860M and EIA-923 | 201603
Estados Unidos | Vansycle II Wind Energy Center | FPL Energy Stateline II Inc |  | 45.8992 | -118.591 | Athena | Umatilla | Oregon | 97813 | 82108 Gerking Flat Road | 98.9 | 98.9 | Eólica | Eólica | 0 | 0 | 0 | 0 | 0 | 0 | 0 | 0 | 98.9 | 0 | 0 | 0 | EIA-860, EIA-860M and EIA-923 | 201603
Estados Unidos | PWD Northeast WPCP Biogas Cogen Plant | Philadelphia Water Department |  | 39.9886 | -75.0833 | Philadelphia | Philadelphia | Pennsylvania | 19137 | 3899 Richmonst St | 5.6 | 5.6 | Biomasa | Biomasa | 0 | 0 | 0 | 0 | 0 | 0 | 0 | 0 | 0 | 0 | 5.6 | 0 | EIA-860, EIA-860M and EIA-923 | 201603
Estados Unidos | UMMS at Pocomoke | Constellation Solar Maryland II LLC |  | 38.0981 | -75.6111 | Pocomoke City | Somerset | Maryland | 21851 | 33001 Costen Road | 2.8 | 2.8 | Solar | Solar | 0 | 0 | 0 | 0 | 0 | 0 | 0 | 2.8 | 0 | 0 | 0 | 0 | EIA-860, EIA-860M and EIA-923 | 201603
Estados Unidos | Haynes Farm | Haynes Farm LLC |  | 35.5258 | -81.2353 | Lincolnton | Lincoln | North Carolina | 28092 | 231 Tripple H Ln | 5 | 5 | Solar | Solar | 0 | 0 | 0 | 0 | 0 | 0 | 0 | 5 | 0 | 0 | 0 | 0 | EIA-860, EIA-860M and EIA-923 | 201603
Estados Unidos | Lenoir Farm | Lenoir Farm LLC |  | 35.3317 | -77.6664 | Kinston | Lenoir | North Carolina | 28504 | 3200 Wheat Swamp Rd | 5 | 5 | Solar | Solar | 0 | 0 | 0 | 0 | 0 | 0 | 0 | 5 | 0 | 0 | 0 | 0 | EIA-860, EIA-860M and EIA-923 | 201603
Estados Unidos | Lenoir Farm 2 | Lenoir Farm 2 LLC |  | 35.35 | -77.475 | Kinston | Lenoir | North Carolina | 28501 | 4416 Odham Road | 5 | 5 | Solar | Solar | 0 | 0 | 0 | 0 | 0 | 0 | 0 | 5 | 0 | 0 | 0 | 0 | EIA-860, EIA-860M and EIA-923 | 201603
Estados Unidos | Marshville Farm | Marshville Farm LLC |  | 34.9889 | -80.3836 | Marshville | Union | North Carolina | 28103 | W Union St and Van Eudy Rd | 5 | 5 | Solar | Solar | 0 | 0 | 0 | 0 | 0 | 0 | 0 | 5 | 0 | 0 | 0 | 0 | EIA-860, EIA-860M and EIA-923 | 201603
Estados Unidos | Mile Farm | Mile Farm LLC |  | 36.2306 | -78.9497 | Rougemont | Durham | North Carolina | 27572 | 1528 Bacon Road | 5 | 5 | Solar | Solar | 0 | 0 | 0 | 0 | 0 | 0 | 0 | 5 | 0 | 0 | 0 | 0 | EIA-860, EIA-860M and EIA-923 | 201603
Estados Unidos | Moore Solar Farm | Moore Solar Farm LLC |  | 36.2731 | -79.7592 | Reidsville | Rockingham | North Carolina | 27320 | 190 Waynick Rd | 5 | 5 | Solar | Solar | 0 | 0 | 0 | 0 | 0 | 0 | 0 | 5 | 0 | 0 | 0 | 0 | EIA-860, EIA-860M and EIA-923 | 201603
Estados Unidos | Moorings Farm | Moorings Farm LLC |  | 35.3058 | -77.8292 | New Hope | Wayne | North Carolina | 28551 | U.S. 70 & Piney Grove Church R | 5 | 5 | Solar | Solar | 0 | 0 | 0 | 0 | 0 | 0 | 0 | 5 | 0 | 0 | 0 | 0 | EIA-860, EIA-860M and EIA-923 | 201603
Estados Unidos | New Bern Farm | New Bern Farm LLC |  | 35.2094 | -77.0567 | Ernul | Craven | North Carolina | 28527 | 3960 U.S. 17 | 5 | 5 | Solar | Solar | 0 | 0 | 0 | 0 | 0 | 0 | 0 | 5 | 0 | 0 | 0 | 0 | EIA-860, EIA-860M and EIA-923 | 201603
Estados Unidos | Roxboro Farm | Roxboro Farm LLC |  | 36.4797 | -78.9175 | Roxboro | Person | North Carolina | 27574 | 7891 Boston Rd | 5 | 5 | Solar | Solar | 0 | 0 | 0 | 0 | 0 | 0 | 0 | 5 | 0 | 0 | 0 | 0 | EIA-860, EIA-860M and EIA-923 | 201603
Estados Unidos | White Cross Farm | White Cross Farm LLC |  | 35.9036 | -79.1883 | Chapel Hill | Orange | North Carolina | 27516 | 2314 White Cross Road | 5 | 5 | Solar | Solar | 0 | 0 | 0 | 0 | 0 | 0 | 0 | 5 | 0 | 0 | 0 | 0 | EIA-860, EIA-860M and EIA-923 | 201603
Estados Unidos | Wilson Farm 1 | Wilson Farm 1 LLC |  | 35.8036 | -77.8736 | Elm City | Wilson | North Carolina | 27822 | 494 Parker St | 5 | 5 | Solar | Solar | 0 | 0 | 0 | 0 | 0 | 0 | 0 | 5 | 0 | 0 | 0 | 0 | EIA-860, EIA-860M and EIA-923 | 201603
Estados Unidos | Yanceyville Farm | Yanceyville Farm LLC |  | 36.4394 | -79.2789 | Blanch | Caswell | North Carolina | 27212 | 3688 Hwy 62 N | 5 | 5 | Solar | Solar | 0 | 0 | 0 | 0 | 0 | 0 | 0 | 5 | 0 | 0 | 0 | 0 | EIA-860, EIA-860M and EIA-923 | 201603
Estados Unidos | AM Best Farm | AM Best Farm |  | 35.4189 | -77.9856 | Goldsboro | Wayne | North Carolina | 27530 | 381 Fedelon Trail | 5 | 5 | Solar | Solar | 0 | 0 | 0 | 0 | 0 | 0 | 0 | 5 | 0 | 0 | 0 | 0 | EIA-860, EIA-860M and EIA-923 | 201603
Estados Unidos | Mt Olive Farm 2 | Mt Olive Farm 2 LLC |  | 35.2181 | -78.0697 | Mt Olive | Wayne | North Carolina | 28365 | 574 Bert Martin Road | 5 | 5 | Solar | Solar | 0 | 0 | 0 | 0 | 0 | 0 | 0 | 5 | 0 | 0 | 0 | 0 | EIA-860, EIA-860M and EIA-923 | 201603
Estados Unidos | Dibrell Farm | Dibrell Farm LLC |  | 36.4717 | -79.5281 | Pelham | Rockingham | North Carolina | 27311 | 1434 Dibrell Rd | 5 | 5 | Solar | Solar | 0 | 0 | 0 | 0 | 0 | 0 | 0 | 5 | 0 | 0 | 0 | 0 | EIA-860, EIA-860M and EIA-923 | 201603
Estados Unidos | Rock Farm | Rock Farm LLC |  | 34.9656 | -79.6097 | Rockingham | Richmond | North Carolina | 28363 | 1645 N. NC 177 Hwy | 5 | 5 | Solar | Solar | 0 | 0 | 0 | 0 | 0 | 0 | 0 | 5 | 0 | 0 | 0 | 0 | EIA-860, EIA-860M and EIA-923 | 201603
Estados Unidos | Two Lines Farm | Two Lines Farm LLC |  | 35.6292 | -81.3267 | Hickory | Catawba | North Carolina | 28602 | 3425 Zion Church Rd | 5 | 5 | Solar | Solar | 0 | 0 | 0 | 0 | 0 | 0 | 0 | 5 | 0 | 0 | 0 | 0 | EIA-860, EIA-860M and EIA-923 | 201603
Estados Unidos | Bolton Farm | Bolton Farm LLC |  | 36.4217 | -78.1322 | Warrenton | Warren | North Carolina | 27589 | 425 Airport Rd | 5 | 5 | Solar | Solar | 0 | 0 | 0 | 0 | 0 | 0 | 0 | 5 | 0 | 0 | 0 | 0 | EIA-860, EIA-860M and EIA-923 | 201603
Estados Unidos | McCallum Farm | McCallum Farm LLC |  | 34.5439 | -79.3 | Rowland | Robeson | North Carolina | 28383 | 2058 Main St | 5 | 5 | Solar | Solar | 0 | 0 | 0 | 0 | 0 | 0 | 0 | 5 | 0 | 0 | 0 | 0 | EIA-860, EIA-860M and EIA-923 | 201603
Estados Unidos | Tuscola Bay Wind | Tuscola Bay Wind LLC |  | 43.5253 | -83.65 | Reese | Tuscola | Michigan | 48757 | 4941 N Gera Road | 120 | 120 | Eólica | Eólica | 0 | 0 | 0 | 0 | 0 | 0 | 0 | 0 | 120 | 0 | 0 | 0 | EIA-860, EIA-860M and EIA-923 | 201603
Estados Unidos | NPI USA Cogeneration Plant | Nippon Paper Industries USA |  | 48.1347 | -123.466 | Port Angeles | Clallam | Washington | 98363 | 1815 Marine Drive | 20 | 20 | Biomasa | Biomasa | 0 | 0 | 0 | 0 | 0 | 0 | 0 | 0 | 0 | 0 | 20 | 0 | EIA-860, EIA-860M and EIA-923 | 201603
Estados Unidos | Radiance Solar 4 | Radiance Solar LLC |  | 34.6656 | -118.288 | Lancaster | Los Angeles | California | 93536 | 43050 90th Street West | 1.5 | 1.5 | Solar | Solar | 0 | 0 | 0 | 0 | 0 | 0 | 0 | 1.5 | 0 | 0 | 0 | 0 | EIA-860, EIA-860M and EIA-923 | 201603
Estados Unidos | Radiance Solar 5 | Radiance Solar LLC |  | 34.6656 | -118.287 | Lancaster | Los Angeles | California | 93536 | 43052 90th Street West | 1.5 | 1.5 | Solar | Solar | 0 | 0 | 0 | 0 | 0 | 0 | 0 | 1.5 | 0 | 0 | 0 | 0 | EIA-860, EIA-860M and EIA-923 | 201603
Estados Unidos | The Lawrenceville School Solar Facility | KDC Solar O&M LLC |  | 40.3014 | -74.7221 | Lawrenceville | Mercer | New Jersey | 08648 | 2500 Main Street | 5.2 | 5.2 | Solar | Solar | 0 | 0 | 0 | 0 | 0 | 0 | 0 | 5.2 | 0 | 0 | 0 | 0 | EIA-860, EIA-860M and EIA-923 | 201603
Estados Unidos | White Rose Foods Solar Facility | KDC Solar O&M LLC |  | 40.5664 | -74.2214 | Carteret | Middlesex | New Jersey | 07008 | 380 Middlesex Avenue | 4.2 | 4.2 | Solar | Solar | 0 | 0 | 0 | 0 | 0 | 0 | 0 | 4.2 | 0 | 0 | 0 | 0 | EIA-860, EIA-860M and EIA-923 | 201603
Estados Unidos | North Jersey Media Group Solar Facility | KDC Solar O&M LLC |  | 40.9242 | -74.4947 | Rockaway Township | Morris | New Jersey | 07866 | 100 Commons Way | 4.1 | 4.1 | Solar | Solar | 0 | 0 | 0 | 0 | 0 | 0 | 0 | 4.1 | 0 | 0 | 0 | 0 | EIA-860, EIA-860M and EIA-923 | 201603
Estados Unidos | Gerresheimer Glass Solar Facility | KDC Solar O&M LLC |  | 39.4967 | -75.0186 | Vineland | Cumberland | New Jersey | 08360 | 537 Crystal Avenue | 2.3 | 2.3 | Solar | Solar | 0 | 0 | 0 | 0 | 0 | 0 | 0 | 2.3 | 0 | 0 | 0 | 0 | EIA-860, EIA-860M and EIA-923 | 201603
Estados Unidos | Atlantic Coast Freezers Solar Facility | KDC Solar O&M LLC |  | 39.5199 | -75.029 | Vineland | Cumberland | New Jersey | 08360 | 2192 N West Blvd | 2.2 | 2.2 | Solar | Solar | 0 | 0 | 0 | 0 | 0 | 0 | 0 | 2.2 | 0 | 0 | 0 | 0 | EIA-860, EIA-860M and EIA-923 | 201603
Estados Unidos | Williams-Sonoma Solar Facility | KDC Solar O&M LLC |  | 40.3878 | -74.4553 | Jamesburg | Middlesex | New Jersey | 08831 | 340 Middlesex Center Blvd | 3.6 | 3.6 | Solar | Solar | 0 | 0 | 0 | 0 | 0 | 0 | 0 | 3.6 | 0 | 0 | 0 | 0 | EIA-860, EIA-860M and EIA-923 | 201603
Estados Unidos | Quittacas Pond Solar | Consolidated Edison Solutions Inc |  | 41.7819 | -70.9133 | Rochester | Plymouth | Massachusetts | 02770 | North Avenue | 3.5 | 3.5 | Solar | Solar | 0 | 0 | 0 | 0 | 0 | 0 | 0 | 3.5 | 0 | 0 | 0 | 0 | EIA-860, EIA-860M and EIA-923 | 201603
Estados Unidos | Majestic II Wind | NextEra Energy Majestic Wind |  | 35.386 | -101.579 | Panhandle | Carson | Texas | 79068 | 580 FM 1342 | 79.6 | 79.6 | Eólica | Eólica | 0 | 0 | 0 | 0 | 0 | 0 | 0 | 0 | 79.6 | 0 | 0 | 0 | EIA-860, EIA-860M and EIA-923 | 201603
Estados Unidos | Atwell Island | SPS Atwell Island LLC |  | 35.895 | -119.511 | Alpaugh | Tulare | California | 93201 | 1598 Road 48 | 20.2 | 20.2 | Solar | Solar | 0 | 0 | 0 | 0 | 0 | 0 | 0 | 20.2 | 0 | 0 | 0 | 0 | EIA-860, EIA-860M and EIA-923 | 201603
Estados Unidos | Gridley Main | Light Beam Power Co LLC |  | 39.3733 | -121.684 | Gridley | Butte | California | 95948 | 1898 Highway 99 | 1 | 1 | Solar | Solar | 0 | 0 | 0 | 0 | 0 | 0 | 0 | 1 | 0 | 0 | 0 | 0 | EIA-860, EIA-860M and EIA-923 | 201603
Estados Unidos | Gridley Main Two | Light Beam Power Co LLC |  | 39.3733 | -121.682 | Gridley | Butte | California | 95948 | 1898 Highway 99 | 2.5 | 2.5 | Solar | Solar | 0 | 0 | 0 | 0 | 0 | 0 | 0 | 2.5 | 0 | 0 | 0 | 0 | EIA-860, EIA-860M and EIA-923 | 201603
Estados Unidos | Blue Summit Wind LLC | Blue Summit Wind LLC |  | 34.29 | -99.3647 | Vernon | Wilbarger | Texas | 76384 | 17301 CR 97N | 135.4 | 135.4 | Eólica | Eólica | 0 | 0 | 0 | 0 | 0 | 0 | 0 | 0 | 135.4 | 0 | 0 | 0 | EIA-860, EIA-860M and EIA-923 | 201603
Estados Unidos | White River Solar | Consolidated Edison Development Inc. |  | 35.8714 | -119.463 | Alpaugh | Tulare | California | 93201 | 5301-B Avenue 50 | 20 | 20 | Solar | Solar | 0 | 0 | 0 | 0 | 0 | 0 | 0 | 20 | 0 | 0 | 0 | 0 | EIA-860, EIA-860M and EIA-923 | 201603
Estados Unidos | Corcoran Solar | Consolidated Edison Development Inc. |  | 36.1383 | -119.573 | Corcoran | Kings | California | 93212 | 6658-B Nevada Ave. | 20 | 20 | Solar | Solar | 0 | 0 | 0 | 0 | 0 | 0 | 0 | 20 | 0 | 0 | 0 | 0 | EIA-860, EIA-860M and EIA-923 | 201603
Estados Unidos | Oakley Solar Project | Oakley Solar Project LLC |  | 38.0017 | -121.748 | Oakley | Contra Costa | California | 94561 | 5220 Neroly Road | 1.5 | 1.5 | Solar | Solar | 0 | 0 | 0 | 0 | 0 | 0 | 0 | 1.5 | 0 | 0 | 0 | 0 | EIA-860, EIA-860M and EIA-923 | 201603
Estados Unidos | Rochelle Energy Center | ENERGYneering Solutions, Inc |  | 41.9247 | -88.9986 | Rochelle | Ogle | Illinois | 61068 | 157 Mulford Rd. | 4.8 | 4.8 | Biomasa | Biomasa | 0 | 0 | 0 | 0 | 0 | 0 | 0 | 0 | 0 | 0 | 4.8 | 0 | EIA-860, EIA-860M and EIA-923 | 201603
Estados Unidos | Cold Canyon 1 | Toro Energy of California SLO |  | 35.1867 | -120.599 | San Luis Obispo | San Luis Obispo | California | 93401 | 2268 Carpenter Canyon | 1.5 | 1.5 | Biomasa | Biomasa | 0 | 0 | 0 | 0 | 0 | 0 | 0 | 0 | 0 | 0 | 1.5 | 0 | EIA-860, EIA-860M and EIA-923 | 201603
Estados Unidos | JBER Landfill Gas Power Plant | Doyon Utilities, LLC |  | 61.285 | -149.612 | Anchorage | Anchorage | Alaska | 99505 | 58900 Davis Highway | 7 | 7 | Biomasa | Biomasa | 0 | 0 | 0 | 0 | 0 | 0 | 0 | 0 | 0 | 0 | 7 | 0 | EIA-860, EIA-860M and EIA-923 | 201603
Estados Unidos | Bryan Solar Field | City of Bryan - (OH) |  | 41.4764 | -84.5861 | Bryan | Williams | Ohio | 43506 | 12450 State RT 34 | 1.7 | 1.7 | Solar | Solar | 0 | 0 | 0 | 0 | 0 | 0 | 0 | 1.7 | 0 | 0 | 0 | 0 | EIA-860, EIA-860M and EIA-923 | 201603
Estados Unidos | Threemile Digester | TMF Biofuels, LLC |  | 45.71 | -119.901 | Boardman | Morrow | Oregon | 97818 | 75906 Threemile Road | 4.8 | 4.8 | Biomasa | Biomasa | 0 | 0 | 0 | 0 | 0 | 0 | 0 | 0 | 0 | 0 | 4.8 | 0 | EIA-860, EIA-860M and EIA-923 | 201603
Estados Unidos | Hyder II | Arizona Public Service Co |  | 33.0278 | -113.359 | Hyder | Yuma | Arizona | 85333 | 75100 E County 14 1/2 St | 14 | 14 | Solar | Solar | 0 | 0 | 0 | 0 | 0 | 0 | 0 | 14 | 0 | 0 | 0 | 0 | EIA-860, EIA-860M and EIA-923 | 201603
Estados Unidos | Fargo Drop | Riverside Investments LLC |  | 43.625 | -116.9 | Wilder | Canyon | Idaho | 83676 | 17456 Garnet Rd | 1.1 | 1.1 | Hidroeléctrica | Hidroeléctrica | 0 | 0 | 0 | 0 | 1.1 | 0 | 0 | 0 | 0 | 0 | 0 | 0 | EIA-860, EIA-860M and EIA-923 | 201603
Estados Unidos | Northbridge Solar | Consolidated Edison Development Inc. |  | 42.1664 | -71.6456 | South Grafton | Worcester | Massachusetts | 01560 | 116 Milford Road | 1.9 | 1.9 | Solar | Solar | 0 | 0 | 0 | 0 | 0 | 0 | 0 | 1.9 | 0 | 0 | 0 | 0 | EIA-860, EIA-860M and EIA-923 | 201603
Estados Unidos | CU Solar Plant | CU Solar LLC |  | 39.7419 | -83.8169 | Cedarville | Greene | Ohio | 45314 | There is no address | 1.8 | 1.8 | Solar | Solar | 0 | 0 | 0 | 0 | 0 | 0 | 0 | 1.8 | 0 | 0 | 0 | 0 | EIA-860, EIA-860M and EIA-923 | 201603
Estados Unidos | CES Sterling LLC | CES Sterling LLC |  | 42.4419 | -71.7222 | Sterling | Worcester | Massachusetts | 01564 | 12 Wiles Road | 2 | 2 | Solar | Solar | 0 | 0 | 0 | 0 | 0 | 0 | 0 | 2 | 0 | 0 | 0 | 0 | EIA-860, EIA-860M and EIA-923 | 201603
Estados Unidos | Solar Star 1 | Solar Star California XIX, LLC |  | 34.8181 | -118.404 | Rosamond | Kern | California | 93560 | 15637 Avenue A | 309.9 | 309.9 | Solar | Solar | 0 | 0 | 0 | 0 | 0 | 0 | 0 | 309.9 | 0 | 0 | 0 | 0 | EIA-860, EIA-860M and EIA-923 | 201603
Estados Unidos | Solar Star 2 | Solar Star California XX, LLC |  | 34.8486 | -118.353 | Rosamond | Kern | California | 93560 | 11936 Rosamond Blvd | 275 | 275 | Solar | Solar | 0 | 0 | 0 | 0 | 0 | 0 | 0 | 275 | 0 | 0 | 0 | 0 | EIA-860, EIA-860M and EIA-923 | 201603
Estados Unidos | Jordan Hydroelectric Project | Jordan Hydroelectric LTD PTP |  | 35.6547 | -79.0683 | Moncure | Chatham | North Carolina | 27559 | 2080 Jordan Dam Road | 4.4 | 4.4 | Hidroeléctrica | Hidroeléctrica | 0 | 0 | 0 | 0 | 4.4 | 0 | 0 | 0 | 0 | 0 | 0 | 0 | EIA-860, EIA-860M and EIA-923 | 201603
Estados Unidos | IND Solar Farm 1st Phase | IND Solar Farm |  | 39.6952 | -86.3155 | Indianapolis | Marion | Indiana | 46231 | 4450 West Perimeter Road | 10 | 10 | Solar | Solar | 0 | 0 | 0 | 0 | 0 | 0 | 0 | 10 | 0 | 0 | 0 | 0 | EIA-860, EIA-860M and EIA-923 | 201603
Estados Unidos | Flint Creek Hydroelectric LLC | Hydrodynamics Inc |  | 46.2275 | -113.295 | Philipsburg | Granite | Montana | 59858 | 111 Power Plant Rd | 2 | 2 | Hidroeléctrica | Hidroeléctrica | 0 | 0 | 0 | 0 | 2 | 0 | 0 | 0 | 0 | 0 | 0 | 0 | EIA-860, EIA-860M and EIA-923 | 201603
Estados Unidos | Alta Wind X | Terra-Gen Operating Co LLC |  | 35.06 | -118.2 | Mojave | Kern | California | 93501 | 8650 Oak Creek Road | 138 | 138 | Eólica | Eólica | 0 | 0 | 0 | 0 | 0 | 0 | 0 | 0 | 138 | 0 | 0 | 0 | EIA-860, EIA-860M and EIA-923 | 201603
Estados Unidos | Alta Wind XI | Terra-Gen Operating Co LLC |  | 35.065 | -118.39 | Mojave | Kern | California | 93501 | 8650 Oak Creek Road | 90 | 90 | Eólica | Eólica | 0 | 0 | 0 | 0 | 0 | 0 | 0 | 0 | 90 | 0 | 0 | 0 | EIA-860, EIA-860M and EIA-923 | 201603
Estados Unidos | Ameresco Johnson Canyon | Ameresco Johnson Canyon LLC |  | 36.5342 | -121.409 | Gonzales | Monterey | California | 93926 | 31400 Johnson Canyon | 1.4 | 1.4 | Biomasa | Biomasa | 0 | 0 | 0 | 0 | 0 | 0 | 0 | 0 | 0 | 0 | 1.4 | 0 | EIA-860, EIA-860M and EIA-923 | 201603
Estados Unidos | Heber Solar | Imperial Solar 1 LLC |  | 32.7125 | -115.541 | Heber | Imperial | California | 92249 | 855B Dogwood Road | 10 | 10 | Solar | Solar | 0 | 0 | 0 | 0 | 0 | 0 | 0 | 10 | 0 | 0 | 0 | 0 | EIA-860, EIA-860M and EIA-923 | 201603
Estados Unidos | Synergy Biogas | CH4 Biogas LLC |  | 42.8289 | -78.055 | Wyoming | Wyoming | New York | 14591 | 6466 Lemley Road | 1.2 | 1.2 | Biomasa | Biomasa | 0 | 0 | 0 | 0 | 0 | 0 | 0 | 0 | 0 | 0 | 1.2 | 0 | EIA-860, EIA-860M and EIA-923 | 201603
Estados Unidos | Volkswagen Solar System | SR Enterprise South LLC |  | 35.0975 | -85.1269 | Chattanooga | Hamilton | Tennessee | 37421 | 8001 Volkswagen Drive | 7.9 | 7.9 | Solar | Solar | 0 | 0 | 0 | 0 | 0 | 0 | 0 | 7.9 | 0 | 0 | 0 | 0 | EIA-860, EIA-860M and EIA-923 | 201603
Estados Unidos | Solar Star New Jersey NJ LLC | Solar Star New Jersey VI LLC |  | 40.4064 | -74.6675 | Skillman | Somerset | New Jersey | 08558 | 100 Business Park Drive | 1.5 | 1.5 | Solar | Solar | 0 | 0 | 0 | 0 | 0 | 0 | 0 | 1.5 | 0 | 0 | 0 | 0 | EIA-860, EIA-860M and EIA-923 | 201603
Estados Unidos | Bellingham PV | WGL Energy Systems, Inc |  | 42.075 | -71.7031 | Douglas | Worcester | Massachusetts | 01516 | 436 NE Main Street | 3 | 3 | Solar | Solar | 0 | 0 | 0 | 0 | 0 | 0 | 0 | 3 | 0 | 0 | 0 | 0 | EIA-860, EIA-860M and EIA-923 | 201603
Estados Unidos | Pantex | Pantex (NNSA) |  | 35.3228 | -101.533 | Amarillo | Carson | Texas | 79120 | FM 2373 and Highway 60 | 11.5 | 11.5 | Eólica | Eólica | 0 | 0 | 0 | 0 | 0 | 0 | 0 | 0 | 11.5 | 0 | 0 | 0 | EIA-860, EIA-860M and EIA-923 | 201603
Estados Unidos | Luther College Wind Project | Luther College Wind Energy Project LLC |  | 43.3269 | -91.8108 | Decorah | Winneshiek | Iowa | 52101 | 2555 U.S. Highway 52 | 1.6 | 1.6 | Eólica | Eólica | 0 | 0 | 0 | 0 | 0 | 0 | 0 | 0 | 1.6 | 0 | 0 | 0 | EIA-860, EIA-860M and EIA-923 | 201603
Estados Unidos | Maryland Solar | First Solar Asset Management |  | 39.5631 | -77.7203 | Hagerstown | Washington | Maryland | 21746 | 18695 Roxbury Road | 20.9 | 20.9 | Solar | Solar | 0 | 0 | 0 | 0 | 0 | 0 | 0 | 20.9 | 0 | 0 | 0 | 0 | EIA-860, EIA-860M and EIA-923 | 201603
Estados Unidos | Marshfield PV | WGL Energy Systems, Inc |  | 42.1117 | -70.7094 | Marshfield | Plymouth | Massachusetts | 02050 | 99 Clay Pit Road | 3 | 3 | Solar | Solar | 0 | 0 | 0 | 0 | 0 | 0 | 0 | 3 | 0 | 0 | 0 | 0 | EIA-860, EIA-860M and EIA-923 | 201603
Estados Unidos | Orange PV | WGL Energy Systems, Inc |  | 42.585 | -72.2939 | Orange | Franklin | Massachusetts | 01364 | 380 East River Street | 2 | 2 | Solar | Solar | 0 | 0 | 0 | 0 | 0 | 0 | 0 | 2 | 0 | 0 | 0 | 0 | EIA-860, EIA-860M and EIA-923 | 201603
Estados Unidos | Maynard PV | WGL Energy Systems, Inc |  | 42.4283 | -71.4356 | Maynard | Middlesex | Massachusetts | 01754 | 145 Waltham Street | 1 | 1 | Solar | Solar | 0 | 0 | 0 | 0 | 0 | 0 | 0 | 1 | 0 | 0 | 0 | 0 | EIA-860, EIA-860M and EIA-923 | 201603
Estados Unidos | NLMU Wind | New London Municipal Utilities |  | 40.955 | -91.3944 | New London | Henry | Iowa | 52645 | 2423 Racine Ave. | 1.5 | 1.5 | Eólica | Eólica | 0 | 0 | 0 | 0 | 0 | 0 | 0 | 0 | 1.5 | 0 | 0 | 0 | EIA-860, EIA-860M and EIA-923 | 201603
Estados Unidos | Headwaters Wind Farm LLC | Headwaters Wind Farm LLC |  | 40.0667 | -85.0133 | Winchester | Randolph | Indiana | 47394 | 1101 Rainbow Drive | 200 | 200 | Eólica | Eólica | 0 | 0 | 0 | 0 | 0 | 0 | 0 | 0 | 200 | 0 | 0 | 0 | EIA-860, EIA-860M and EIA-923 | 201603
Estados Unidos | Lone Valley Solar Park I LLC | Lone Valley Solar Park I LLC |  | 34.4333 | -116.967 | Lucerne Valley | San Bernardino | California | 92356 | NA | 10 | 10 | Solar | Solar | 0 | 0 | 0 | 0 | 0 | 0 | 0 | 10 | 0 | 0 | 0 | 0 | EIA-860, EIA-860M and EIA-923 | 201603
Estados Unidos | Victor Dry Farm Ranch A | Sustainable Power Group, LLC |  | 34.5011 | -117.467 | Victorville | San Bernardino | California | 92392 | White Rd. and Dos Palmas Road | 5 | 5 | Solar | Solar | 0 | 0 | 0 | 0 | 0 | 0 | 0 | 5 | 0 | 0 | 0 | 0 | EIA-860, EIA-860M and EIA-923 | 201603
Estados Unidos | Victor Dry Farm Ranch B | Sustainable Power Group, LLC |  | 34.4978 | -117.471 | Victorville | San Bernardino | California | 92392 | White Rd & Maricopa Rd | 5 | 5 | Solar | Solar | 0 | 0 | 0 | 0 | 0 | 0 | 0 | 5 | 0 | 0 | 0 | 0 | EIA-860, EIA-860M and EIA-923 | 201603
Estados Unidos | Missouri Center for Waste to Energy | State Fair Community College |  | 38.7247 | -93.2789 | Sedalia | Pettis | Missouri | 65301 | 24409 Oak Grove Lane | 2.4 | 2.4 | Biomasa | Biomasa | 0 | 0 | 0 | 0 | 0 | 0 | 0 | 0 | 0 | 0 | 2.4 | 0 | EIA-860, EIA-860M and EIA-923 | 201603
Estados Unidos | Southbridge PV | WGL Energy Systems, Inc |  | 42.0525 | -71.9917 | Southbridge | Worcester | Massachusetts | 01550 | 247 Blackmer Road | 3 | 3 | Solar | Solar | 0 | 0 | 0 | 0 | 0 | 0 | 0 | 3 | 0 | 0 | 0 | 0 | EIA-860, EIA-860M and EIA-923 | 201603
Estados Unidos | Harbor Wind LLC | Harbor Wind Tenant LLC |  | 27.8322 | -97.4403 | Corpus Christi | Nueces | Texas | 78402 | 3918 Joe Fulton International | 9 | 9 | Eólica | Eólica | 0 | 0 | 0 | 0 | 0 | 0 | 0 | 0 | 9 | 0 | 0 | 0 | EIA-860, EIA-860M and EIA-923 | 201603
Estados Unidos | Fire Island Wind | Fire Island Wind LLC |  | 61.13 | -150.244 | Anchorage | Anchorage | Alaska | 99503 | 2525 C Street | 18 | 18 | Eólica | Eólica | 0 | 0 | 0 | 0 | 0 | 0 | 0 | 0 | 18 | 0 | 0 | 0 | EIA-860, EIA-860M and EIA-923 | 201603
Estados Unidos | Sunshine Gas Producers | Sunshine Gas Producers LLC |  | 34.3357 | -118.519 | Sylmar | Los Angeles | California | 91342 | 14747 San Fernando Road, Build | 20 | 20 | Biomasa | Biomasa | 0 | 0 | 0 | 0 | 0 | 0 | 0 | 0 | 0 | 0 | 20 | 0 | EIA-860, EIA-860M and EIA-923 | 201603
Estados Unidos | Centinela Solar Energy | Centinela Solar Energy LLC |  | 32.6869 | -115.648 | Calexico | Imperial | California | 92231 | 319 Brockman Road | 170 | 170 | Solar | Solar | 0 | 0 | 0 | 0 | 0 | 0 | 0 | 170 | 0 | 0 | 0 | 0 | EIA-860, EIA-860M and EIA-923 | 201603
Estados Unidos | West Tennessee Solar Farm | UT West Tennessee Solar Farm |  | 35.4086 | -89.3875 | Stanton | Haywood | Tennessee | 38069 | 1900 Albright Road | 4.2 | 4.2 | Solar | Solar | 0 | 0 | 0 | 0 | 0 | 0 | 0 | 4.2 | 0 | 0 | 0 | 0 | EIA-860, EIA-860M and EIA-923 | 201603
Estados Unidos | Ameresco Vasco Road | Ameresco Vasco Road, LLC |  | 37.7544 | -121.729 | Livermore | Alameda | California | 95336 | 4001 North Vasco Road | 4.2 | 4.2 | Biomasa | Biomasa | 0 | 0 | 0 | 0 | 0 | 0 | 0 | 0 | 0 | 0 | 4.2 | 0 | EIA-860, EIA-860M and EIA-923 | 201603
Estados Unidos | Ameresco San Joaquin | Ameresco San Joaquin, LLC |  | 38.0297 | -120.93 | Linden | San Joaquin | California | 95326 | 6484 North Waverly Road | 4.2 | 4.2 | Biomasa | Biomasa | 0 | 0 | 0 | 0 | 0 | 0 | 0 | 0 | 0 | 0 | 4.2 | 0 | EIA-860, EIA-860M and EIA-923 | 201603
Estados Unidos | Ameresco Forward | Ameresco Forward, LLC |  | 37.8331 | -121.184 | Manteca | San Joaquin | California | 95336 | 9999 South Austin Road | 4.2 | 4.2 | Biomasa | Biomasa | 0 | 0 | 0 | 0 | 0 | 0 | 0 | 0 | 0 | 0 | 4.2 | 0 | EIA-860, EIA-860M and EIA-923 | 201603
Estados Unidos | Spearfish Hydro | City of Spearfish |  | 44.4783 | -103.855 | Spearfish | Lawrence | South Dakota | 57783 | 1000 South Canyon Street | 4 | 4 | Hidroeléctrica | Hidroeléctrica | 0 | 0 | 0 | 0 | 4 | 0 | 0 | 0 | 0 | 0 | 0 | 0 | EIA-860, EIA-860M and EIA-923 | 201603
Estados Unidos | Collinwood BioEnergy Facility | Collinwood BioEnergy |  | 41.5556 | -81.5892 | Cleveland | Cuyahoga | Ohio | 44110 | 13550 Aspinwall Avenue | 1 | 1 | Biomasa | Biomasa | 0 | 0 | 0 | 0 | 0 | 0 | 0 | 0 | 0 | 0 | 1 | 0 | EIA-860, EIA-860M and EIA-923 | 201603
Estados Unidos | Swauk Wind LLC | Gamesa Wind US LLC |  | 47.1392 | -120.753 | Thorp | Kittitas | Washington | 98946 | 18511 Highway 10 | 4.3 | 4.3 | Eólica | Eólica | 0 | 0 | 0 | 0 | 0 | 0 | 0 | 0 | 4.3 | 0 | 0 | 0 | EIA-860, EIA-860M and EIA-923 | 201603
Estados Unidos | Martin Limestone Solar Array | Sunstream Energy LLC |  | 40.1078 | -76.0617 | New Holland | Lancaster | Pennsylvania | 17557 | 875 East Earl Road | 1 | 1 | Solar | Solar | 0 | 0 | 0 | 0 | 0 | 0 | 0 | 1 | 0 | 0 | 0 | 0 | EIA-860, EIA-860M and EIA-923 | 201603
Estados Unidos | Junction Hilltop Wind Farm | Junction Hilltop Management LLC |  | 42.0989 | -94.2692 | Dana | Greene | Iowa | 50064 | 850 Somerset Ave | 8 | 8 | Eólica | Eólica | 0 | 0 | 0 | 0 | 0 | 0 | 0 | 0 | 8 | 0 | 0 | 0 | EIA-860, EIA-860M and EIA-923 | 201603
Estados Unidos | Arrache 4006 | CD US Solar MT 2 LLC |  | 34.655 | -118.051 | Palmdale | Los Angeles | California | 93552 | 4291 E Ave | 2 | 2 | Solar | Solar | 0 | 0 | 0 | 0 | 0 | 0 | 0 | 2 | 0 | 0 | 0 | 0 | EIA-860, EIA-860M and EIA-923 | 201603
Estados Unidos | Arrache 4013 | CD US Solar MT 2 LLC |  | 34.6506 | -118.052 | Palmdale | Los Angeles | California | 93552 | 42170 40th Street East | 1.5 | 1.5 | Solar | Solar | 0 | 0 | 0 | 0 | 0 | 0 | 0 | 1.5 | 0 | 0 | 0 | 0 | EIA-860, EIA-860M and EIA-923 | 201603
Estados Unidos | Arrache 8083 | CD US Solar MT 2 LLC |  | 34.6478 | -118.061 | Palmdale | Los Angeles | California | 93552 | 42051 40th Street East | 4 | 4 | Solar | Solar | 0 | 0 | 0 | 0 | 0 | 0 | 0 | 4 | 0 | 0 | 0 | 0 | EIA-860, EIA-860M and EIA-923 | 201603
Estados Unidos | Nunn | CD US Solar MT 2 LLC |  | 34.5092 | -117.154 | Apple Valley | San Bernardino | California | 92307 | 14129 Joshua Rd | 1 | 1 | Solar | Solar | 0 | 0 | 0 | 0 | 0 | 0 | 0 | 1 | 0 | 0 | 0 | 0 | EIA-860, EIA-860M and EIA-923 | 201603
Estados Unidos | Rutan | CD US Solar MT 2 LLC |  | 34.6439 | -118.163 | Palmdale | Los Angeles | California | 93551 | 20th Street West & West Ave M | 4 | 4 | Solar | Solar | 0 | 0 | 0 | 0 | 0 | 0 | 0 | 4 | 0 | 0 | 0 | 0 | EIA-860, EIA-860M and EIA-923 | 201603
Estados Unidos | Vinam | CD US Solar MT 2 LLC |  | 34.6689 | -118.061 | Lancaster | Los Angeles | California | 93535 | 43252 40th Street East | 1.5 | 1.5 | Solar | Solar | 0 | 0 | 0 | 0 | 0 | 0 | 0 | 1.5 | 0 | 0 | 0 | 0 | EIA-860, EIA-860M and EIA-923 | 201603
Estados Unidos | Ma | CD US Solar MT 2 LLC |  | 34.6953 | -118.063 | Lancaster | Los Angeles | California | 93535 | 4016 East Lancaster Blvd | 1.5 | 1.5 | Solar | Solar | 0 | 0 | 0 | 0 | 0 | 0 | 0 | 1.5 | 0 | 0 | 0 | 0 | EIA-860, EIA-860M and EIA-923 | 201603
Estados Unidos | Horn | CD US Solar MT 2 LLC |  | 34.7089 | -118.274 | Lancaster | Los Angeles | California | 93536 | 8101 80th Ave W | 1.5 | 1.5 | Solar | Solar | 0 | 0 | 0 | 0 | 0 | 0 | 0 | 1.5 | 0 | 0 | 0 | 0 | EIA-860, EIA-860M and EIA-923 | 201603
Estados Unidos | Dixon Dairy Road Solar | Dixon Dairy Road |  | 35.1992 | -81.4108 | Kings Mountain | Cleveland | North Carolina | 28086 | 230 Dixon Dairy Road | 4 | 4 | Solar | Solar | 0 | 0 | 0 | 0 | 0 | 0 | 0 | 4 | 0 | 0 | 0 | 0 | EIA-860, EIA-860M and EIA-923 | 201603
Estados Unidos | Watts 3115 | CD US Solar MT 2 LLC |  | 34.6008 | -117.642 | Adelanto | San Bernardino | California | 92301 | 1255 El Mirage Road | 2 | 2 | Solar | Solar | 0 | 0 | 0 | 0 | 0 | 0 | 0 | 2 | 0 | 0 | 0 | 0 | EIA-860, EIA-860M and EIA-923 | 201603
Estados Unidos | 45 Mile Hydroelectric Project | EBD Hydro LLC |  | 44.5281 | -121.153 | Culver | Jefferson | Oregon | 97734 | N/A | 3 | 3 | Hidroeléctrica | Hidroeléctrica | 0 | 0 | 0 | 0 | 3 | 0 | 0 | 0 | 0 | 0 | 0 | 0 | EIA-860, EIA-860M and EIA-923 | 201603
Estados Unidos | Cumberland Rose | Cumberland Rose Wind Energy, LLC |  | 41.2269 | -94.4347 | Orient | Adair | Iowa | 50858 | 2917 Orange Avenue | 1.6 | 1.6 | Eólica | Eólica | 0 | 0 | 0 | 0 | 0 | 0 | 0 | 0 | 1.6 | 0 | 0 | 0 | EIA-860, EIA-860M and EIA-923 | 201603
Estados Unidos | Fontanelle | Forward Fontanelle Power, LLC |  | 41.3389 | -94.57 | Fontanelle | Adair | Iowa | 50846 | 2155 Fontanelle Road | 1.6 | 1.6 | Eólica | Eólica | 0 | 0 | 0 | 0 | 0 | 0 | 0 | 0 | 1.6 | 0 | 0 | 0 | EIA-860, EIA-860M and EIA-923 | 201603
Estados Unidos | Greenfield Wind | Greenfield Wind Power, LLC |  | 41.29 | -94.485 | Greenfield | Adair | Iowa | 50849 | 2101 250th St. | 1.6 | 1.6 | Eólica | Eólica | 0 | 0 | 0 | 0 | 0 | 0 | 0 | 0 | 1.6 | 0 | 0 | 0 | EIA-860, EIA-860M and EIA-923 | 201603
Estados Unidos | Meadow Ridge | Meadow Ridge Wind Energy, LLC |  | 41.39 | -94.4458 | Greenfield | Adair | Iowa | 50849 | 2325 180th St. | 1.6 | 1.6 | Eólica | Eólica | 0 | 0 | 0 | 0 | 0 | 0 | 0 | 0 | 1.6 | 0 | 0 | 0 | EIA-860, EIA-860M and EIA-923 | 201603
Estados Unidos | Sky Volt | Sky Volt, LLC |  | 41.29 | -94.4881 | Greenfield | Adair | Iowa | 50849 | 2101 250th St. | 1.6 | 1.6 | Eólica | Eólica | 0 | 0 | 0 | 0 | 0 | 0 | 0 | 0 | 1.6 | 0 | 0 | 0 | EIA-860, EIA-860M and EIA-923 | 201603
Estados Unidos | Wiota | Wiota Wind Energy, LLC #1 |  | 41.3919 | -94.8764 | Wiota | Cass | Iowa | 50274 | 68776 Independence Rd | 1.6 | 1.6 | Eólica | Eólica | 0 | 0 | 0 | 0 | 0 | 0 | 0 | 0 | 1.6 | 0 | 0 | 0 | EIA-860, EIA-860M and EIA-923 | 201603
Estados Unidos | McCoy Solar Energy Project | McCoy Solar, LLC |  | 33.6947 | -114.74 | Blythe | Riverside | California | 92225 | NA | 210 | 210 | Solar | Solar | 0 | 0 | 0 | 0 | 0 | 0 | 0 | 210 | 0 | 0 | 0 | 0 | EIA-860, EIA-860M and EIA-923 | 201603
Estados Unidos | Herbert Farm Solar | SMECO Solar LLC |  | 38.5456 | -76.7994 | Hughesville | Charles | Maryland | 20637 | 7761 Leonardtown Rd | 5.5 | 5.5 | Solar | Solar | 0 | 0 | 0 | 0 | 0 | 0 | 0 | 5.5 | 0 | 0 | 0 | 0 | EIA-860, EIA-860M and EIA-923 | 201603
Estados Unidos | Broadview Energy Prime LLC | BayWa r.e Wind LLC |  | 34.7469 | -103.325 | Grady | Curry | New Mexico | 88120 | 1697 Curry Road 34 | 9.9 | 9.9 | Eólica | Eólica | 0 | 0 | 0 | 0 | 0 | 0 | 0 | 0 | 9.9 | 0 | 0 | 0 | EIA-860, EIA-860M and EIA-923 | 201603
Estados Unidos | Broadview Energy Prime 2 LLC | BayWa r.e Wind LLC |  | 34.7281 | -103.305 | Grady | Curry | New Mexico | 88120 | 1697 Curry Road 34 | 9.9 | 9.9 | Eólica | Eólica | 0 | 0 | 0 | 0 | 0 | 0 | 0 | 0 | 9.9 | 0 | 0 | 0 | EIA-860, EIA-860M and EIA-923 | 201603
Estados Unidos | Mesa Solar Array | Apple, Inc |  | 33.3469 | -111.603 | Mesa | Maricopa | Arizona | 85209 | 3740 S. Signal Butte Rd | 4 | 4 | Solar | Solar | 0 | 0 | 0 | 0 | 0 | 0 | 0 | 4 | 0 | 0 | 0 | 0 | EIA-860, EIA-860M and EIA-923 | 201603
Estados Unidos | Campo Verde Solar | Southern Power Co |  | 32.7533 | -115.726 | Seeley | Imperial | California | 92273 | 2007 W. Diehl Rd | 139 | 139 | Solar | Solar | 0 | 0 | 0 | 0 | 0 | 0 | 0 | 139 | 0 | 0 | 0 | 0 | EIA-860, EIA-860M and EIA-923 | 201603
Estados Unidos | C-Drop Hydro | C-Drop |  | 42.1658 | -121.685 | Klamath Falls | Klamath | Oregon | 97603 | 6640 Kid Lane | 1.1 | 1.1 | Hidroeléctrica | Hidroeléctrica | 0 | 0 | 0 | 0 | 1.1 | 0 | 0 | 0 | 0 | 0 | 0 | 0 | EIA-860, EIA-860M and EIA-923 | 201603
Estados Unidos | Buena Vista Biomass Power | Buena Vista Biomass LLC |  | 38.2778 | -120.914 | Ione | Amador | California | 95640 | 4655 Coal Minde Rd | 17.8 | 17.8 | Biomasa | Biomasa | 0 | 0 | 0 | 0 | 0 | 0 | 0 | 0 | 0 | 0 | 17.8 | 0 | EIA-860, EIA-860M and EIA-923 | 201603
Estados Unidos | Bruce A Henry Solar Farm | Delaware Electric Cooperative |  | 38.664 | -75.4005 | Georgetown | Sussex | Delaware | 19947 | 23031 East Trap Pond Road | 3.9 | 3.9 | Solar | Solar | 0 | 0 | 0 | 0 | 0 | 0 | 0 | 3.9 | 0 | 0 | 0 | 0 | EIA-860, EIA-860M and EIA-923 | 201603
Estados Unidos | Buffalo Dunes Wind Project | Buffalo Dunes Wind Project LLC |  | 37.6208 | -101.076 | Satanta | Haskell | Kansas | 67870 | Haskell Co Rd | 249.8 | 249.8 | Eólica | Eólica | 0 | 0 | 0 | 0 | 0 | 0 | 0 | 0 | 249.8 | 0 | 0 | 0 | EIA-860, EIA-860M and EIA-923 | 201603
Estados Unidos | Dart Container Corp | Dart Container Corp |  | 40.0865 | -76.176 | Leola | Lancaster | Pennsylvania | 17540 | 60 east Main St | 9.2 | 9.2 | Biomasa | Biomasa | 0 | 0 | 0 | 0 | 0 | 0 | 0 | 0 | 0 | 0 | 9.2 | 0 | EIA-860, EIA-860M and EIA-923 | 201603
Estados Unidos | Las Vegas WPCF Solar Plant | City of Las Vegas |  | 36.1344 | -115.035 | Las Vegas | Clark | Nevada | 89142 | 6005 Vegas Valley Dr | 3.3 | 3.3 | Solar | Solar | 0 | 0 | 0 | 0 | 0 | 0 | 0 | 3.3 | 0 | 0 | 0 | 0 | EIA-860, EIA-860M and EIA-923 | 201603
Estados Unidos | SEV NM Phase 2 | Green States Energy, Inc. |  | 33.3511 | -104.507 | Roswell | Chaves | New Mexico | 88201 | 1200 W. Brasher Rd | 1.4 | 1.4 | Solar | Solar | 0 | 0 | 0 | 0 | 0 | 0 | 0 | 1.4 | 0 | 0 | 0 | 0 | EIA-860, EIA-860M and EIA-923 | 201603
Estados Unidos | Plymouth Solar LLC | SunEnergy1 |  | 35.875 | -76.7106 | Plymouth | Washington | North Carolina | 27962 | Mackey's Rd and Industrial Par | 5 | 5 | Solar | Solar | 0 | 0 | 0 | 0 | 0 | 0 | 0 | 5 | 0 | 0 | 0 | 0 | EIA-860, EIA-860M and EIA-923 | 201603
Estados Unidos | CSU Pueblo | SSA Solar of CO 1, LLC |  | 38.3061 | -104.58 | Pueblo | Pueblo | Colorado | 81001 | 2200 Bonforte Boulevard | 1 | 1 | Solar | Solar | 0 | 0 | 0 | 0 | 0 | 0 | 0 | 1 | 0 | 0 | 0 | 0 | EIA-860, EIA-860M and EIA-923 | 201603
Estados Unidos | Azalea Solar, LLC | Dominion Renewable Energy |  | 32.9808 | -82.5917 | Davisboro | Washington | Georgia | 31018 | 965 Breezy Hill Road | 7.7 | 7.7 | Solar | Solar | 0 | 0 | 0 | 0 | 0 | 0 | 0 | 7.7 | 0 | 0 | 0 | 0 | EIA-860, EIA-860M and EIA-923 | 201603
Estados Unidos | Tinton Falls Solar Farm | Tinton Falls Solar |  | 40.2639 | -74.0842 | Tinton Falls | Monmouth | New Jersey | 07712 | 99 Tormee Drive | 16 | 16 | Solar | Solar | 0 | 0 | 0 | 0 | 0 | 0 | 0 | 16 | 0 | 0 | 0 | 0 | EIA-860, EIA-860M and EIA-923 | 201603
Estados Unidos | MAS ASB Cogen Plant | MAS ASB Cogen LLC |  | 33.655 | -84.3944 | Atlanta | Fulton | Georgia | 30354 | 3791 Browns Mill Road | 6.6 | 6.6 | Biomasa | Biomasa | 0 | 0 | 0 | 0 | 0 | 0 | 0 | 0 | 0 | 0 | 6.6 | 0 | EIA-860, EIA-860M and EIA-923 | 201603
Estados Unidos | Upson Rocky Creek Solar Plant | Origis Energy USA, Inc |  | 32.9208 | -84.3431 | Thomaston | Upson | Georgia | 30286 | 310 Rocky Creek Road | 1 | 1 | Solar | Solar | 0 | 0 | 0 | 0 | 0 | 0 | 0 | 1 | 0 | 0 | 0 | 0 | EIA-860, EIA-860M and EIA-923 | 201603
Estados Unidos | Picture Rocks Solar, LLC | NVT LICENSES, LLC |  | 32.3697 | -111.243 | Marana | Pima | Arizona | 85653 | 9000 N Sanders Rd | 20 | 20 | Solar | Solar | 0 | 0 | 0 | 0 | 0 | 0 | 0 | 20 | 0 | 0 | 0 | 0 | EIA-860, EIA-860M and EIA-923 | 201603
Estados Unidos | Granville Solar PV Power Project | Southern Power Co |  | 36.4117 | -78.5939 | Oxford | Granville | North Carolina | 27565 | 7169 Highway 15 | 2.5 | 2.5 | Solar | Solar | 0 | 0 | 0 | 0 | 0 | 0 | 0 | 2.5 | 0 | 0 | 0 | 0 | EIA-860, EIA-860M and EIA-923 | 201603
Estados Unidos | Bryan Solar, LLC | NVT LICENSES, LLC |  | 29.6 | -104.3 | Presidio | Presidio | Texas | 79845 | 3400 Rancho Rd | 10 | 10 | Solar | Solar | 0 | 0 | 0 | 0 | 0 | 0 | 0 | 10 | 0 | 0 | 0 | 0 | EIA-860, EIA-860M and EIA-923 | 201603
Estados Unidos | Apex Solar PV Power Project | Southern Power Co |  | 36.39 | -114.97 | North Las Vegas | Clark | Nevada | 89165 | 14005 Apex Power Pkwy | 20 | 20 | Solar | Solar | 0 | 0 | 0 | 0 | 0 | 0 | 0 | 20 | 0 | 0 | 0 | 0 | EIA-860, EIA-860M and EIA-923 | 201603
Estados Unidos | Spectrum Solar PV Power Project | Southern Power Co |  | 36.23 | -114.87 | Las Vegas | Clark | Nevada | 89124 | 4040 State Highway 147 | 30.2 | 30.2 | Solar | Solar | 0 | 0 | 0 | 0 | 0 | 0 | 0 | 30.2 | 0 | 0 | 0 | 0 | EIA-860, EIA-860M and EIA-923 | 201603
Estados Unidos | Sandy Cross Solar, LLC | O2energies, Inc. |  | 35.8683 | -77.9542 | Elm City | Nash | North Carolina | 27822 | 2999 Lewis Road | 1.2 | 1.2 | Solar | Solar | 0 | 0 | 0 | 0 | 0 | 0 | 0 | 1.2 | 0 | 0 | 0 | 0 | EIA-860, EIA-860M and EIA-923 | 201603
Estados Unidos | Ararat Rock Solar, LLC | O2energies, Inc. |  | 36.4611 | -80.6006 | Mount Airy | Surry | North Carolina | 27030 | 525 Quarry Road | 3.5 | 3.5 | Solar | Solar | 0 | 0 | 0 | 0 | 0 | 0 | 0 | 3.5 | 0 | 0 | 0 | 0 | EIA-860, EIA-860M and EIA-923 | 201603
Estados Unidos | Progress Solar 1, LLC | O2energies, Inc. |  | 35.9481 | -78.2508 | Bunn | Franklin | North Carolina | 27508 | 5814 NC 39 Hwy S | 4 | 4 | Solar | Solar | 0 | 0 | 0 | 0 | 0 | 0 | 0 | 4 | 0 | 0 | 0 | 0 | EIA-860, EIA-860M and EIA-923 | 201603
Estados Unidos | Progress Solar II, LLC | O2energies, Inc. |  | 34.4761 | -79.0975 | Fairmont | Robeson | North Carolina | 28340 | 5719 Old Stage Road | 3.5 | 3.5 | Solar | Solar | 0 | 0 | 0 | 0 | 0 | 0 | 0 | 3.5 | 0 | 0 | 0 | 0 | EIA-860, EIA-860M and EIA-923 | 201603
Estados Unidos | Progress Solar III, LLC | O2energies, Inc. |  | 34.7142 | -79.3539 | Maxton | Robeson | North Carolina | 28364 | 14803 NC Highway 130 W | 3.5 | 3.5 | Solar | Solar | 0 | 0 | 0 | 0 | 0 | 0 | 0 | 3.5 | 0 | 0 | 0 | 0 | EIA-860, EIA-860M and EIA-923 | 201603
Estados Unidos | Lincoln Solar | Ecos Energy LLC |  | 41.4628 | -87.2603 | Merrillville | Lake | Indiana | 46410 | 8862 Grand Boulevard | 1.5 | 1.5 | Solar | Solar | 0 | 0 | 0 | 0 | 0 | 0 | 0 | 1.5 | 0 | 0 | 0 | 0 | EIA-860, EIA-860M and EIA-923 | 201603
Estados Unidos | L&S Sweetners | Granger Electric Co |  | 40.0906 | -76.1456 | Leola | Lancaster | Pennsylvania | 17540 | 388 E. Main Street | 3.2 | 3.2 | Biomasa | Biomasa | 0 | 0 | 0 | 0 | 0 | 0 | 0 | 0 | 0 | 0 | 3.2 | 0 | EIA-860, EIA-860M and EIA-923 | 201603
Estados Unidos | Rosamond One | RE Rosamond One LLC |  | 34.9 | -118.247 | Rosamond | Kern | California | 93560 | 6305 Favorito Avenue | 20 | 20 | Solar | Solar | 0 | 0 | 0 | 0 | 0 | 0 | 0 | 20 | 0 | 0 | 0 | 0 | EIA-860, EIA-860M and EIA-923 | 201603
Estados Unidos | Rosamond Two | RE Rosamond Two LLC |  | 34.9003 | -118.238 | Rosamond | Kern | California | 93560 | 6017 Favorito Avenue | 20 | 20 | Solar | Solar | 0 | 0 | 0 | 0 | 0 | 0 | 0 | 20 | 0 | 0 | 0 | 0 | EIA-860, EIA-860M and EIA-923 | 201603
Estados Unidos | Rio Grande Solar | RE Rio Grande, LLC |  | 35.0467 | -118.167 | Mojave | Kern | California | 95301 | 13012 Meyer Road | 5 | 5 | Solar | Solar | 0 | 0 | 0 | 0 | 0 | 0 | 0 | 5 | 0 | 0 | 0 | 0 | EIA-860, EIA-860M and EIA-923 | 201603
Estados Unidos | Gillespie 1 | RE Gillespie 1 LLC |  | 33.0264 | -112.666 | Gila Bend | Maricopa | Arizona | 85337 | 36400 South Old US Highway 80 | 15 | 15 | Solar | Solar | 0 | 0 | 0 | 0 | 0 | 0 | 0 | 15 | 0 | 0 | 0 | 0 | EIA-860, EIA-860M and EIA-923 | 201603
Estados Unidos | Columbia 3 | RE Columbia 3 LLC |  | 35.0247 | -118.164 | Mojave | Kern | California | 95301 | 2954 Purdy Avenue | 10 | 10 | Solar | Solar | 0 | 0 | 0 | 0 | 0 | 0 | 0 | 10 | 0 | 0 | 0 | 0 | EIA-860, EIA-860M and EIA-923 | 201603
Estados Unidos | Livingston Solar Farm | Rutgers, The State University of NJ |  | 40.5236 | -74.43 | Piscataway | Middlesex | New Jersey | 08854 | Berrue Circle and Sutton Lane | 1.2 | 1.2 | Solar | Solar | 0 | 0 | 0 | 0 | 0 | 0 | 0 | 1.2 | 0 | 0 | 0 | 0 | EIA-860, EIA-860M and EIA-923 | 201603
Estados Unidos | Livingston Solar Canopies | Rutgers, The State University of NJ |  | 40.5275 | -74.4383 | Piscatway | Middlesex | New Jersey | 08854 | Hospital Road and Sutton Lane | 6.4 | 6.4 | Solar | Solar | 0 | 0 | 0 | 0 | 0 | 0 | 0 | 6.4 | 0 | 0 | 0 | 0 | EIA-860, EIA-860M and EIA-923 | 201603
Estados Unidos | Chuckawalla Solar | Chuckawalla Solar LLC |  | 33.5683 | -114.918 | Blythe | Riverside | California | 92225 | 19025 Wiley's Well Road | 4 | 4 | Solar | Solar | 0 | 0 | 0 | 0 | 0 | 0 | 0 | 4 | 0 | 0 | 0 | 0 | EIA-860, EIA-860M and EIA-923 | 201603
Estados Unidos | Bear Creek Solar | Ecos Energy LLC |  | 38.1364 | -121.149 | Lodi | San Joaquin | California | 95240 | 17016 North Jack Tone Road | 1.5 | 1.5 | Solar | Solar | 0 | 0 | 0 | 0 | 0 | 0 | 0 | 1.5 | 0 | 0 | 0 | 0 | EIA-860, EIA-860M and EIA-923 | 201603
Estados Unidos | Vintner Solar | Ecos Energy LLC |  | 35.5578 | -120.681 | Templeton | San Luis Obispo | California | 93465 | 1030 El Pomar Drive | 1.5 | 1.5 | Solar | Solar | 0 | 0 | 0 | 0 | 0 | 0 | 0 | 1.5 | 0 | 0 | 0 | 0 | EIA-860, EIA-860M and EIA-923 | 201603
Estados Unidos | Kettleman Solar Project | Ecos Energy LLC |  | 38.1203 | -121.133 | Lodi | San Joaquin | California | 95220 | 15300 North Tully Road | 1 | 1 | Solar | Solar | 0 | 0 | 0 | 0 | 0 | 0 | 0 | 1 | 0 | 0 | 0 | 0 | EIA-860, EIA-860M and EIA-923 | 201603
Estados Unidos | Delta Wind Farm | Alaska Environmental Power |  | 64.0139 | -145.597 | Delta Junction | Southeast Fairbanks | Alaska | 99737 | Mile 1417.5 Alaska Hwy | 1.9 | 1.9 | Eólica | Eólica | 0 | 0 | 0 | 0 | 0 | 0 | 0 | 0 | 1.9 | 0 | 0 | 0 | EIA-860, EIA-860M and EIA-923 | 201603
Estados Unidos | Cornerstone Power Vineland I LLC | OCI Solar Power |  | 39.4397 | -75.0439 | Vineland | Cumberland | New Jersey | 08360 | 3152 . Delsea Drive | 3.1 | 3.1 | Solar | Solar | 0 | 0 | 0 | 0 | 0 | 0 | 0 | 3.1 | 0 | 0 | 0 | 0 | EIA-860, EIA-860M and EIA-923 | 201603
Estados Unidos | Ironwood Solar LLC | Ironwood Solar LLC |  | 33.565 | -114.918 | Blythe | Riverside | California | 92225 | 19005 Wiley's Well Road | 4 | 4 | Solar | Solar | 0 | 0 | 0 | 0 | 0 | 0 | 0 | 4 | 0 | 0 | 0 | 0 | EIA-860, EIA-860M and EIA-923 | 201603
Estados Unidos | Desert Hot Springs Solar | Consolidated Edison Solutions Inc |  | 33.9231 | -116.53 | Desert Hot Springs | Riverside | California | 92258 | 64851 Dillon Road | 2.2 | 2.2 | Solar | Solar | 0 | 0 | 0 | 0 | 0 | 0 | 0 | 2.2 | 0 | 0 | 0 | 0 | EIA-860, EIA-860M and EIA-923 | 201603
Estados Unidos | Chattanooga Metropolitan Airport Solar | Chattanooga Metropolitan Airport |  | 35.0246 | -85.2086 | Chattanooga | Hamilton | Tennessee | 37421 | 1001 Airport Road | 1.5 | 1.5 | Solar | Solar | 0 | 0 | 0 | 0 | 0 | 0 | 0 | 1.5 | 0 | 0 | 0 | 0 | EIA-860, EIA-860M and EIA-923 | 201603
Estados Unidos | Union HS at Casa Grande | Constellation New Energy, Inc |  | 32.9369 | -111.739 | Casa Grande | Pinal | Arizona | 85122 | 2730 North Trekell Road | 1.6 | 1.6 | Solar | Solar | 0 | 0 | 0 | 0 | 0 | 0 | 0 | 1.6 | 0 | 0 | 0 | 0 | EIA-860, EIA-860M and EIA-923 | 201603
Estados Unidos | Vista Grande HS at Casa Grande | Constellation New Energy, Inc |  | 32.8914 | -111.713 | Casa Grande | Pinal | Arizona | 85122 | 1556 North Arizola Rd | 1.4 | 1.4 | Solar | Solar | 0 | 0 | 0 | 0 | 0 | 0 | 0 | 1.4 | 0 | 0 | 0 | 0 | EIA-860, EIA-860M and EIA-923 | 201603
Estados Unidos | Alethea I | Syncarpha Alethea I, LLC |  | 40.0006 | -74.735 | Eastampton | Burlington | New Jersey | 08060 | 2537 Route 206 | 2.8 | 2.8 | Solar | Solar | 0 | 0 | 0 | 0 | 0 | 0 | 0 | 2.8 | 0 | 0 | 0 | 0 | EIA-860, EIA-860M and EIA-923 | 201603
Estados Unidos | Otero Solar | PNM Resources |  | 32.9764 | -105.971 | La Luz | Otero | New Mexico | 88337 | 155 Alamo St | 7.5 | 7.5 | Solar | Solar | 0 | 0 | 0 | 0 | 0 | 0 | 0 | 7.5 | 0 | 0 | 0 | 0 | EIA-860, EIA-860M and EIA-923 | 201603
Estados Unidos | Manzano Solar | PNM Resources |  | 34.7467 | -106.654 | Los Lunas | Valencia | New Mexico | 87031 | 100 Bonita Vista | 8 | 8 | Solar | Solar | 0 | 0 | 0 | 0 | 0 | 0 | 0 | 8 | 0 | 0 | 0 | 0 | EIA-860, EIA-860M and EIA-923 | 201603
Estados Unidos | Madera Community Hospital | Borrego Solar Systems Inc |  | 36.9411 | -120.047 | Madera | Madera | California | 93637 | 1250 East Almond Avenue | 1 | 1 | Solar | Solar | 0 | 0 | 0 | 0 | 0 | 0 | 0 | 1 | 0 | 0 | 0 | 0 | EIA-860, EIA-860M and EIA-923 | 201603
Estados Unidos | Stoltze CoGen1 | F H Stoltze Land & Lumber Co |  | 48.3877 | -114.241 | Columbia Falls | Flathead | Montana | 59912 | 600 Halfmoon Rd | 3 | 3 | Biomasa | Biomasa | 0 | 0 | 0 | 0 | 0 | 0 | 0 | 0 | 0 | 0 | 3 | 0 | EIA-860, EIA-860M and EIA-923 | 201603
Estados Unidos | Neuse River Solar Farm | NRSF OPCO LLC |  | 35.7144 | -78.4989 | Raleigh | Wake | North Carolina | 27610 | 8500 Battle Bridge Rd | 1.1 | 1.1 | Solar | Solar | 0 | 0 | 0 | 0 | 0 | 0 | 0 | 1.1 | 0 | 0 | 0 | 0 | EIA-860, EIA-860M and EIA-923 | 201603
Estados Unidos | City of Hayward WWTP | City of Hayward |  | 37.6335 | -122.14 | Hayward | Alameda | California | 94545 | 3700 Enterprise Avenue | 1 | 1 | Solar | Solar | 0 | 0 | 0 | 0 | 0 | 0 | 0 | 1 | 0 | 0 | 0 | 0 | EIA-860, EIA-860M and EIA-923 | 201603
Estados Unidos | Uwharrie Mountain Renewable | Uwharrie Mountain Renewable Energy, LLC |  | 35.333 | -79.9649 | Mt. Gilead | Montgomery | North Carolina | 27306 | 561 Landfill Road | 9.6 | 9.6 | Biomasa | Biomasa | 0 | 0 | 0 | 0 | 0 | 0 | 0 | 0 | 0 | 0 | 9.6 | 0 | EIA-860, EIA-860M and EIA-923 | 201603
Estados Unidos | Crown Cooling Facility | Five Crowns Inc |  | 32.9672 | -115.533 | Brawley | Imperial | California | 92227 | 995 South 9th Street | 1 | 1 | Solar | Solar | 0 | 0 | 0 | 0 | 0 | 0 | 0 | 1 | 0 | 0 | 0 | 0 | EIA-860, EIA-860M and EIA-923 | 201603
Estados Unidos | Garnet Solar Power Station 1 LLC | Garnet Solar Power Station 1 LLC |  | 33.8906 | -116.543 | Palm Springs | Riverside | California | 92262 | 5400 N Indian Canyon Drive | 4 | 4 | Solar | Solar | 0 | 0 | 0 | 0 | 0 | 0 | 0 | 4 | 0 | 0 | 0 | 0 | EIA-860, EIA-860M and EIA-923 | 201603
Estados Unidos | Progress Manis I | Greenbacker Renewable Energy Corporation |  | 34.7564 | -79.4472 | Laurinburg | Scotland | North Carolina | 28352 | 1520 Stewartsville Road | 1 | 1 | Solar | Solar | 0 | 0 | 0 | 0 | 0 | 0 | 0 | 1 | 0 | 0 | 0 | 0 | EIA-860, EIA-860M and EIA-923 | 201603
Estados Unidos | North Carolina Solar Bethea I | Greenbacker Renewable Energy Corporation |  | 34.7047 | -79.5258 | Laurinburg | Scotland | North Carolina | 28352 | McColl Road & Tartan Road | 1 | 1 | Solar | Solar | 0 | 0 | 0 | 0 | 0 | 0 | 0 | 1 | 0 | 0 | 0 | 0 | EIA-860, EIA-860M and EIA-923 | 201603
Estados Unidos | Wild Rose Geothermal Power Plant | Ormat Nevada Inc |  | 38.8367 | -118.324 | Gabbs | Mineral | Nevada | 89420 | 1132 Gabbs Valley Road | 11.5 | 11.5 | Geotérmica | Geotérmica | 0 | 0 | 0 | 0 | 0 | 0 | 0 | 0 | 0 | 11.5 | 0 | 0 | EIA-860, EIA-860M and EIA-923 | 201603
Estados Unidos | Westford Solar Park | Westford Solar Park |  | 42.6364 | -71.4194 | Westford | Middlesex | Massachusetts | 01886 | 540 Groton Road | 4 | 4 | Solar | Solar | 0 | 0 | 0 | 0 | 0 | 0 | 0 | 4 | 0 | 0 | 0 | 0 | EIA-860, EIA-860M and EIA-923 | 201603
Estados Unidos | Pickering Solar | Aqua America Inc |  | 40.1206 | -75.4881 | Phoenixville | Chester | Pennsylvania | 19460 | 1050 Valley Forge Rd | 1.4 | 1.4 | Solar | Solar | 0 | 0 | 0 | 0 | 0 | 0 | 0 | 1.4 | 0 | 0 | 0 | 0 | EIA-860, EIA-860M and EIA-923 | 201603
Estados Unidos | Cornerstone Power Holmdel LLC | OCI Solar Power |  | 40.3522 | -74.1878 | Holmdel | Monmouth | New Jersey | 07733 | 870 Holmdel Road | 3 | 3 | Solar | Solar | 0 | 0 | 0 | 0 | 0 | 0 | 0 | 3 | 0 | 0 | 0 | 0 | EIA-860, EIA-860M and EIA-923 | 201603
Estados Unidos | OCI Alamo Solar I | OCI Solar Power |  | 29.2717 | -98.4447 | San Antonio | Bexar | Texas | 78204 | 14984 South Blue Wing Road | 40.7 | 40.7 | Solar | Solar | 0 | 0 | 0 | 0 | 0 | 0 | 0 | 40.7 | 0 | 0 | 0 | 0 | EIA-860, EIA-860M and EIA-923 | 201603
Estados Unidos | PCSP3 Airport | Carolina Solar Energy II LLC |  | 36.2881 | -78.9861 | Timberlake | Person | North Carolina | 27583 | 157 Hunt Club Rd | 2.5 | 2.5 | Solar | Solar | 0 | 0 | 0 | 0 | 0 | 0 | 0 | 2.5 | 0 | 0 | 0 | 0 | EIA-860, EIA-860M and EIA-923 | 201603
Estados Unidos | Lake Pleasant WTP | Solar Star Arizona III LLC |  | 33.8206 | -112.24 | Peoria | Maricopa | Arizona | 85383 | 37000 N. New River Road | 1.6 | 1.6 | Solar | Solar | 0 | 0 | 0 | 0 | 0 | 0 | 0 | 1.6 | 0 | 0 | 0 | 0 | EIA-860, EIA-860M and EIA-923 | 201603
Estados Unidos | Silver City WWTP PV Project | Affordable Solar Silver City, LLC |  | 32.7139 | -108.248 | Silver City | Grant | New Mexico | 88062 | 1660 Filaree Road | 1 | 1 | Solar | Solar | 0 | 0 | 0 | 0 | 0 | 0 | 0 | 1 | 0 | 0 | 0 | 0 | EIA-860, EIA-860M and EIA-923 | 201603
Estados Unidos | SunGen Sharon 1 LLC | SunGen Sharon 1 LLC |  | 43.79 | -72.49 | Sharon | Windsor | Vermont | 05065 | 301 Commerce Park Dr | 1.8 | 1.8 | Solar | Solar | 0 | 0 | 0 | 0 | 0 | 0 | 0 | 1.8 | 0 | 0 | 0 | 0 | EIA-860, EIA-860M and EIA-923 | 201603
Estados Unidos | Desert Sunlight 250, LLC | NextEra Energy Desert Sunlight 250, LLC |  | 33.8055 | -115.395 | Desert Center | Riverside | California | 92239 | 44810 Kaiser Road | 249.7 | 249.7 | Solar | Solar | 0 | 0 | 0 | 0 | 0 | 0 | 0 | 249.7 | 0 | 0 | 0 | 0 | EIA-860, EIA-860M and EIA-923 | 201603
Estados Unidos | Gilbert Solar Facility I, LLC | Gilbert Solar Facility I, LLC |  | 33.3564 | -111.798 | Gilbert | Maricopa | Arizona | 85223 | 402 North Neely Street | 2.5 | 2.5 | Solar | Solar | 0 | 0 | 0 | 0 | 0 | 0 | 0 | 2.5 | 0 | 0 | 0 | 0 | EIA-860, EIA-860M and EIA-923 | 201603
Estados Unidos | Mountain View Solar | NextEra Energy Mountain View Solar |  | 36.3906 | -114.964 | North Las Vegas | Clark | Nevada | 89165 | 9901 Garnet Valley Blvd | 20 | 20 | Solar | Solar | 0 | 0 | 0 | 0 | 0 | 0 | 0 | 20 | 0 | 0 | 0 | 0 | EIA-860, EIA-860M and EIA-923 | 201603
Estados Unidos | Community Solar 1 | NRG Solar Community 1 LLC |  | 32.9828 | -115.482 | Brawley | Imperial | California | 92227 | 602 CA-78 | 5.7 | 5.7 | Solar | Solar | 0 | 0 | 0 | 0 | 0 | 0 | 0 | 5.7 | 0 | 0 | 0 | 0 | EIA-860, EIA-860M and EIA-923 | 201603
Estados Unidos | Granger Electric of Watervliet | Granger Electric Co |  | 42.1758 | -86.28 | Watervliet | Berrien | Michigan | 49098 | 3290 Hennesey Road | 3.2 | 3.2 | Biomasa | Biomasa | 0 | 0 | 0 | 0 | 0 | 0 | 0 | 0 | 0 | 0 | 3.2 | 0 | EIA-860, EIA-860M and EIA-923 | 201603
Estados Unidos | SMPA Solar 1 | Clean Energy Collective LLC |  | 38.2725 | -108.786 | Bedrock | Montrose | Colorado | 81411 | 14700 Hwy 90 | 1 | 1 | Solar | Solar | 0 | 0 | 0 | 0 | 0 | 0 | 0 | 1 | 0 | 0 | 0 | 0 | EIA-860, EIA-860M and EIA-923 | 201603
Estados Unidos | Huerfano River Wind | Huerfano River Wind, LLC |  | 37.7722 | -104.832 | Walsenburg | Huerfano | Colorado | 81089 | 22100 Hwy 25 Frontage Road Eas | 8 | 8 | Eólica | Eólica | 0 | 0 | 0 | 0 | 0 | 0 | 0 | 0 | 8 | 0 | 0 | 0 | EIA-860, EIA-860M and EIA-923 | 201603
Estados Unidos | Port Allen Solar | McBryde Sugar Co Ltd |  | 21.9019 | -159.582 | Eleele | Kauai | Hawaii | 96705 | Aka Ula Street | 6 | 6 | Solar | Solar | 0 | 0 | 0 | 0 | 0 | 0 | 0 | 6 | 0 | 0 | 0 | 0 | EIA-860, EIA-860M and EIA-923 | 201603
Estados Unidos | Owens Corning at Bethlehem | Constellation New Energy, Inc |  | 42.5869 | -73.865 | Bethlehem | Albany | New York | 12067 | 1277 Feura Bush Drive | 2 | 2 | Solar | Solar | 0 | 0 | 0 | 0 | 0 | 0 | 0 | 2 | 0 | 0 | 0 | 0 | EIA-860, EIA-860M and EIA-923 | 201603
Estados Unidos | Indy Solar I, LLC | Dominion Renewable Energy |  | 39.6628 | -85.9856 | Indianapolis | Marion | Indiana | 46259 | 10321 E. Southport Rd | 10 | 10 | Solar | Solar | 0 | 0 | 0 | 0 | 0 | 0 | 0 | 10 | 0 | 0 | 0 | 0 | EIA-860, EIA-860M and EIA-923 | 201603
Estados Unidos | Indy Solar III, LLC | Dominion Renewable Energy |  | 39.6594 | -86.2597 | Indianapolis | Marion | Indiana | 46259 | 5800 W Southport Rd | 8.6 | 8.6 | Solar | Solar | 0 | 0 | 0 | 0 | 0 | 0 | 0 | 8.6 | 0 | 0 | 0 | 0 | EIA-860, EIA-860M and EIA-923 | 201603
Estados Unidos | Somers Solar Center, LLC | Dominion Renewable Energy |  | 41.955 | -72.4458 | Somers | Tolland | Connecticut | 06071 | 488 South Road | 5 | 5 | Solar | Solar | 0 | 0 | 0 | 0 | 0 | 0 | 0 | 5 | 0 | 0 | 0 | 0 | EIA-860, EIA-860M and EIA-923 | 201603
Estados Unidos | Oshkosh Foundation Rosedale Biodigester LLC | University of Wisconsin Oshkosh Foundation |  | 43.8678 | -88.7181 | Pickett | Winnebago | Wisconsin | 54964 | N8997 County Tk M | 1.4 | 1.4 | Biomasa | Biomasa | 0 | 0 | 0 | 0 | 0 | 0 | 0 | 0 | 0 | 0 | 1.4 | 0 | EIA-860, EIA-860M and EIA-923 | 201603
Estados Unidos | Indy Solar II, LLC | Dominion Renewable Energy |  | 39.6628 | -85.9856 | Indianapolis | Marion | Indiana | 46259 | 10321 E. Southport Rd | 10 | 10 | Solar | Solar | 0 | 0 | 0 | 0 | 0 | 0 | 0 | 10 | 0 | 0 | 0 | 0 | EIA-860, EIA-860M and EIA-923 | 201603
Estados Unidos | Onslow Power Producers | Enerdyne Power Systems Inc |  | 34.7975 | -77.5431 | Jacksonville | Onslow | North Carolina | 28540 | 465 Meadow View Rd | 1.9 | 1.9 | Biomasa | Biomasa | 0 | 0 | 0 | 0 | 0 | 0 | 0 | 0 | 0 | 0 | 1.9 | 0 | EIA-860, EIA-860M and EIA-923 | 201603
Estados Unidos | BiCounty Gas Producers LLC | Enerdyne Power Systems Inc |  | 36.5406 | -87.5444 | Woodlawn | Montgomery | Tennessee | 37191 | 3214 Dover Road | 2.8 | 2.8 | Biomasa | Biomasa | 0 | 0 | 0 | 0 | 0 | 0 | 0 | 0 | 0 | 0 | 2.8 | 0 | EIA-860, EIA-860M and EIA-923 | 201603
Estados Unidos | Halifax County Biomass | South Boston Energy LLC |  | 36.7014 | -78.8733 | South Boston | Halifax | Virginia | 24592 | 1225 Plywood Trail | 44.3 | 44.3 | Biomasa | Biomasa | 0 | 0 | 0 | 0 | 0 | 0 | 0 | 0 | 0 | 0 | 44.3 | 0 | EIA-860, EIA-860M and EIA-923 | 201603
Estados Unidos | Merrimac Solar | Consolidated Edison Development Inc. |  | 42.8331 | -70.9919 | Merrimac | Essex | Massachusetts | 01860 | 81 East Main St | 1.5 | 1.5 | Solar | Solar | 0 | 0 | 0 | 0 | 0 | 0 | 0 | 1.5 | 0 | 0 | 0 | 0 | EIA-860, EIA-860M and EIA-923 | 201603
Estados Unidos | Hometown Bio Energy LLC | Hometown Bio Energy LLC |  | 44.4356 | -93.9064 | Le Sueur | Le Sueur | Minnesota | 56058 | 31889 356th Street | 7.6 | 7.6 | Biomasa | Biomasa | 0 | 0 | 0 | 0 | 0 | 0 | 0 | 0 | 0 | 0 | 7.6 | 0 | EIA-860, EIA-860M and EIA-923 | 201603
Estados Unidos | Frenchtown III Solar | Consolidated Edison Development Inc. |  | 40.4825 | -75.0181 | Frenchtown | Hunterdon | New Jersey | 08825 | 60 Barbertown Point Breeze Rd | 7.9 | 7.9 | Solar | Solar | 0 | 0 | 0 | 0 | 0 | 0 | 0 | 7.9 | 0 | 0 | 0 | 0 | EIA-860, EIA-860M and EIA-923 | 201603
Estados Unidos | Gettysburg Energy & Nutrient Rec Facility | Gettysburg Energy and Nutrient Rec Facility LLC |  | 39.9503 | -77.1253 | York Springs | Adams | Pennsylvania | 17372 | 3917 Oxford Road | 2.5 | 2.5 | Biomasa | Biomasa | 0 | 0 | 0 | 0 | 0 | 0 | 0 | 0 | 0 | 0 | 2.5 | 0 | EIA-860, EIA-860M and EIA-923 | 201603
Estados Unidos | Cottage Street Solar Facility | Western Massachusetts Electric Company |  | 42.1453 | -72.5383 | Springfield | Hampden | Massachusetts | 01104 | Cottage Street Solar Facility | 3.2 | 3.2 | Solar | Solar | 0 | 0 | 0 | 0 | 0 | 0 | 0 | 3.2 | 0 | 0 | 0 | 0 | EIA-860, EIA-860M and EIA-923 | 201603
Estados Unidos | Paradise Solar Energy Center | FPL Energy MH50 LP |  | 39.8358 | -75.2225 | West Deptford | Gloucester | New Jersey | 08086 | 1 Paradise Road | 5 | 5 | Solar | Solar | 0 | 0 | 0 | 0 | 0 | 0 | 0 | 5 | 0 | 0 | 0 | 0 | EIA-860, EIA-860M and EIA-923 | 201603
Estados Unidos | Enel Cove Fort | Enel Cove Fort LLC |  | 38.5603 | -112.581 | Cove Fort | Beaver | Utah | 84713 | 1185 East Sulphurdale Road | 25 | 25 | Geotérmica | Geotérmica | 0 | 0 | 0 | 0 | 0 | 0 | 0 | 0 | 0 | 25 | 0 | 0 | EIA-860, EIA-860M and EIA-923 | 201603
Estados Unidos | Tucannon River Wind Farm | Portland General Electric Co |  | 46.4211 | -118.027 | Dayton | Columbia | Washington | 99328 | 100 Blue Norther Lane | 266.8 | 266.8 | Eólica | Eólica | 0 | 0 | 0 | 0 | 0 | 0 | 0 | 0 | 266.8 | 0 | 0 | 0 | EIA-860, EIA-860M and EIA-923 | 201603
Estados Unidos | Lakeland Solar Energy LLC | Invenergy Services LLC |  | 31.0269 | -83.055 | Lakeland | Lanier | Georgia | 31635 | 145 Burnt Church Road | 1.8 | 1.8 | Solar | Solar | 0 | 0 | 0 | 0 | 0 | 0 | 0 | 1.8 | 0 | 0 | 0 | 0 | EIA-860, EIA-860M and EIA-923 | 201603
Estados Unidos | Eagle Valley Clean Energy LLC Biomass | Eagle Valley Clean Energy LLC |  | 39.6481 | -106.943 | Gypsum | Eagle | Colorado | 81637 | 10775 US Highway 6 | 11.3 | 11.3 | Biomasa | Biomasa | 0 | 0 | 0 | 0 | 0 | 0 | 0 | 0 | 0 | 0 | 11.3 | 0 | EIA-860, EIA-860M and EIA-923 | 201603
Estados Unidos | GSE NM1 | Green States Energy, Inc. |  | 33.3 | -104.4 | Dexter | Chaves | New Mexico | 88230 | 7339 Cherokee Rd | 1.7 | 1.7 | Solar | Solar | 0 | 0 | 0 | 0 | 0 | 0 | 0 | 1.7 | 0 | 0 | 0 | 0 | EIA-860, EIA-860M and EIA-923 | 201603
Estados Unidos | Veolia ES Blackfoot Landfill Facility | Southern Indiana Gas & Elec Co |  | 38.3272 | -87.2006 | Winslow | Pike | Indiana | 47598 | 3726 E. State Road 64 | 2.2 | 2.2 | Biomasa | Biomasa | 0 | 0 | 0 | 0 | 0 | 0 | 0 | 0 | 0 | 0 | 2.2 | 0 | EIA-860, EIA-860M and EIA-923 | 201603
Estados Unidos | Sonora 1 | Fresh Air Energy IV LLC |  | 37.8898 | -120.529 | Jamestown | Tuolumne | California | 95327 | 5400 O'Byrnes Ferry Rd | 1.5 | 1.5 | Solar | Solar | 0 | 0 | 0 | 0 | 0 | 0 | 0 | 1.5 | 0 | 0 | 0 | 0 | EIA-860, EIA-860M and EIA-923 | 201603
Estados Unidos | Pheasant Run Wind LLC | Pheasant Run Wind LLC |  | 43.7578 | -83.2978 | Pigeon | Huron | Michigan | 48757 | 2254 S Caseville Rd | 74.8 | 74.8 | Eólica | Eólica | 0 | 0 | 0 | 0 | 0 | 0 | 0 | 0 | 74.8 | 0 | 0 | 0 | EIA-860, EIA-860M and EIA-923 | 201603
Estados Unidos | Oltmans SCE at Champagne | California PV Energy LLC |  | 34.0439 | -117.531 | Ontario | San Bernardino | California | 91761 | 1670 Champagne Ave | 1 | 1 | Solar | Solar | 0 | 0 | 0 | 0 | 0 | 0 | 0 | 1 | 0 | 0 | 0 | 0 | EIA-860, EIA-860M and EIA-923 | 201603
Estados Unidos | Oltmans SCE at Jurupa | California PV Energy LLC |  | 34.05 | -117.596 | Ontario | San Bernardino | California | 91761 | 2825 E. Jurupa St | 1.5 | 1.5 | Solar | Solar | 0 | 0 | 0 | 0 | 0 | 0 | 0 | 1.5 | 0 | 0 | 0 | 0 | EIA-860, EIA-860M and EIA-923 | 201603
Estados Unidos | Forbes Street Solar | Forbes Street Solar, LLC |  | 41.7731 | -71.3389 | East Providence | Providence | Rhode Island | 02915 | 311 Forbes Street | 3 | 3 | Solar | Solar | 0 | 0 | 0 | 0 | 0 | 0 | 0 | 3 | 0 | 0 | 0 | 0 | EIA-860, EIA-860M and EIA-923 | 201603
Estados Unidos | Princeton University Cogeneration | Trustees of Princeton University |  | 40.3414 | -74.6572 | Princeton | Mercer | New Jersey | 08543 | Elm Drive | 20 | 4.5 | Gas natural | Solar | 0 | 15.5 | 0 | 0 | 0 | 0 | 0 | 4.5 | 0 | 0 | 0 | 0 | EIA-860, EIA-860M and EIA-923 | 201603
Estados Unidos | Sierra Nevada Brewing Co | Sierra Nevada Brewing Co |  | 39.7242 | -121.815 | Chico | Butte | California | 95928 | 1075 East 20th St | 1.4 | 1.4 | Solar | Solar | 0 | 0 | 0 | 0 | 0 | 0 | 0 | 1.4 | 0 | 0 | 0 | 0 | EIA-860, EIA-860M and EIA-923 | 201603
Estados Unidos | Town of East Bridgewater | SolarCity Corporation |  | 42.0511 | -70.9558 | East Bridgewater | Plymouth | Massachusetts | 02333 | 230 Highland St | 2 | 2 | Solar | Solar | 0 | 0 | 0 | 0 | 0 | 0 | 0 | 2 | 0 | 0 | 0 | 0 | EIA-860, EIA-860M and EIA-923 | 201603
Estados Unidos | Tuscola Wind II LLC | Tuscola Wind II LLC |  | 43.5269 | -83.5669 | Reese | Tuscola | Michigan | 48757 | 4941 N. Gera Rd | 100.3 | 100.3 | Eólica | Eólica | 0 | 0 | 0 | 0 | 0 | 0 | 0 | 0 | 100.3 | 0 | 0 | 0 | EIA-860, EIA-860M and EIA-923 | 201603
Estados Unidos | Sue Cleveland High School | WGL Energy Systems, Inc |  | 35.3133 | -106.658 | Rio Rancho | Sandoval | New Mexico | 87144 | 4800 Laban Road | 1 | 1 | Solar | Solar | 0 | 0 | 0 | 0 | 0 | 0 | 0 | 1 | 0 | 0 | 0 | 0 | EIA-860, EIA-860M and EIA-923 | 201603
Estados Unidos | Rio Rancho High School | WGL Energy Systems, Inc |  | 35.2644 | -106.668 | Rio Rancho | Sandoval | New Mexico | 87124 | 301 Loma Colorado Blvd | 1 | 1 | Solar | Solar | 0 | 0 | 0 | 0 | 0 | 0 | 0 | 1 | 0 | 0 | 0 | 0 | EIA-860, EIA-860M and EIA-923 | 201603
Estados Unidos | Cascade Solar | Cascade Solar LLC |  | 34.1572 | -116.234 | Joshua Tree | San Bernardino | California | 92252 | 65080 E Broadway St | 18.5 | 18.5 | Solar | Solar | 0 | 0 | 0 | 0 | 0 | 0 | 0 | 18.5 | 0 | 0 | 0 | 0 | EIA-860, EIA-860M and EIA-923 | 201603
Estados Unidos | POTB Digester | Port of Tillamook Bay |  | 45.4144 | -123.804 | Tillamook | Tillamook | Oregon | 97141 | 6080 Hangar A Rd | 1 | 1 | Biomasa | Biomasa | 0 | 0 | 0 | 0 | 0 | 0 | 0 | 0 | 0 | 0 | 1 | 0 | EIA-860, EIA-860M and EIA-923 | 201603
Estados Unidos | Solar Gen 2 | Southern Power Co |  | 33.08 | -115.47 | Brawley | Imperial | California | 92233 | Quay Rd | 163.2 | 163.2 | Solar | Solar | 0 | 0 | 0 | 0 | 0 | 0 | 0 | 163.2 | 0 | 0 | 0 | 0 | EIA-860, EIA-860M and EIA-923 | 201603
Estados Unidos | Steele Flats Wind Project LLC | Steele Flats Wind Project LLC |  | 40.0489 | -96.9522 | Diller | Jefferson | Nebraska | 68342 | 70548 580th Ave | 74.8 | 74.8 | Eólica | Eólica | 0 | 0 | 0 | 0 | 0 | 0 | 0 | 0 | 74.8 | 0 | 0 | 0 | EIA-860, EIA-860M and EIA-923 | 201603
Estados Unidos | Indeck Energy-Alexandria | Indeck Energy-Alexandria, LLC |  | 43.5608 | -71.7806 | Alexandria | Grafton | New Hampshire | 03222 | 151 Smith River Road | 15.2 | 15.2 | Biomasa | Biomasa | 0 | 0 | 0 | 0 | 0 | 0 | 0 | 0 | 0 | 0 | 15.2 | 0 | EIA-860, EIA-860M and EIA-923 | 201603
Estados Unidos | Grandview Wind Farm, LLC | E ON Climate Renewables N America LLC |  | 35.2383 | -101.311 | Panhandle | Carson | Texas | 79068 | 408 County Road R | 200.6 | 200.6 | Eólica | Eólica | 0 | 0 | 0 | 0 | 0 | 0 | 0 | 0 | 200.6 | 0 | 0 | 0 | EIA-860, EIA-860M and EIA-923 | 201603
Estados Unidos | Beryl Solar Plant | First Wind O&M, LLC |  | 37.6392 | -113.646 | Beryl | Iron | Utah | 84714 | 400 East 3600 Street | 3 | 3 | Solar | Solar | 0 | 0 | 0 | 0 | 0 | 0 | 0 | 3 | 0 | 0 | 0 | 0 | EIA-860, EIA-860M and EIA-923 | 201603
Estados Unidos | Cedar Valley Solar Plant | First Wind O&M, LLC |  | 37.8078 | -113.09 | Cedar City | Iron | Utah | 84721 | 7100 North 2300 West | 3 | 3 | Solar | Solar | 0 | 0 | 0 | 0 | 0 | 0 | 0 | 3 | 0 | 0 | 0 | 0 | EIA-860, EIA-860M and EIA-923 | 201603
Estados Unidos | Buckhorn Solar Plant | First Wind O&M, LLC |  | 38.0233 | -112.732 | Paragonah | Iron | Utah | 84760 | 1800 East North Hills Bench Ro | 3 | 3 | Solar | Solar | 0 | 0 | 0 | 0 | 0 | 0 | 0 | 3 | 0 | 0 | 0 | 0 | EIA-860, EIA-860M and EIA-923 | 201603
Estados Unidos | Milford Flat Solar Plant | First Wind O&M, LLC |  | 38.2914 | -113.008 | Milford | Beaver | Utah | 84751 | 6315 South HWY 129 | 3 | 3 | Solar | Solar | 0 | 0 | 0 | 0 | 0 | 0 | 0 | 3 | 0 | 0 | 0 | 0 | EIA-860, EIA-860M and EIA-923 | 201603
Estados Unidos | Laho Solar Plant | First Wind O&M, LLC |  | 38.2914 | -113.036 | Milford | Beaver | Utah | 84751 | 1055 West 6100 South | 3 | 3 | Solar | Solar | 0 | 0 | 0 | 0 | 0 | 0 | 0 | 3 | 0 | 0 | 0 | 0 | EIA-860, EIA-860M and EIA-923 | 201603
Estados Unidos | Greenville Solar Plant | First Wind O&M, LLC |  | 38.2561 | -112.736 | Milford | Beaver | Utah | 84731 | 1050 West Main Street | 2.2 | 2.2 | Solar | Solar | 0 | 0 | 0 | 0 | 0 | 0 | 0 | 2.2 | 0 | 0 | 0 | 0 | EIA-860, EIA-860M and EIA-923 | 201603
Estados Unidos | Granite Peak Solar Plant | First Wind O&M, LLC |  | 38.4028 | -112.989 | Milford | Beaver | Utah | 84751 | 900 East 300 North | 3 | 3 | Solar | Solar | 0 | 0 | 0 | 0 | 0 | 0 | 0 | 3 | 0 | 0 | 0 | 0 | EIA-860, EIA-860M and EIA-923 | 201603
Estados Unidos | Blueberry One | Blueberry One, LLC |  | 35.3139 | -78.1542 | Grantham | Wayne | North Carolina | 27530 | North of 3244 Old Grantham Roa | 5 | 5 | Solar | Solar | 0 | 0 | 0 | 0 | 0 | 0 | 0 | 5 | 0 | 0 | 0 | 0 | EIA-860, EIA-860M and EIA-923 | 201603
Estados Unidos | Saddleback Ridge Wind Farm | Saddleback Ridge Wind, LLC |  | 44.5933 | -70.3811 | Carthage | Franklin | Maine | 04224 | 9 Highland Drive | 34.2 | 34.2 | Eólica | Eólica | 0 | 0 | 0 | 0 | 0 | 0 | 0 | 0 | 34.2 | 0 | 0 | 0 | EIA-860, EIA-860M and EIA-923 | 201603
Estados Unidos | Industry Solar Power Generation Station 1 LLC | Sustainable Power Group, LLC |  | 34.5531 | -117.457 | Adelanto | San Bernardino | California | 92301 | 9609 Industry Way | 1.5 | 1.5 | Solar | Solar | 0 | 0 | 0 | 0 | 0 | 0 | 0 | 1.5 | 0 | 0 | 0 | 0 | EIA-860, EIA-860M and EIA-923 | 201603
Estados Unidos | Navajo Solar Power Generation Station 1 LLC | Sustainable Power Group, LLC |  | 34.5511 | -117.191 | Apple Valley | San Bernardino | California | 92307 | 16451 Navajo Road | 1.5 | 1.5 | Solar | Solar | 0 | 0 | 0 | 0 | 0 | 0 | 0 | 1.5 | 0 | 0 | 0 | 0 | EIA-860, EIA-860M and EIA-923 | 201603
Estados Unidos | Powhatan Solar Power Generation Station 1 LLC | Sustainable Power Group, LLC |  | 34.4969 | -117.145 | Apple Valley | San Bernardino | California | 92307 | 23755 Powhatan Road | 1.5 | 1.5 | Solar | Solar | 0 | 0 | 0 | 0 | 0 | 0 | 0 | 1.5 | 0 | 0 | 0 | 0 | EIA-860, EIA-860M and EIA-923 | 201603
Estados Unidos | Otoe Solar Power Generation Station 1 LLC | Sustainable Power Group, LLC |  | 34.545 | -117.192 | Apple Valley | San Bernardino | California | 92307 | 16115 Navajo Road | 1.5 | 1.5 | Solar | Solar | 0 | 0 | 0 | 0 | 0 | 0 | 0 | 1.5 | 0 | 0 | 0 | 0 | EIA-860, EIA-860M and EIA-923 | 201603
Estados Unidos | Indianapolis Motor Speedway Solar PV | Blue Renewable Energy IMS, LLC |  | 39.79 | -86.2336 | Indianapolis | Marion | Indiana | 46222 | 4790 W. 16th Street | 9 | 9 | Solar | Solar | 0 | 0 | 0 | 0 | 0 | 0 | 0 | 9 | 0 | 0 | 0 | 0 | EIA-860, EIA-860M and EIA-923 | 201603
Estados Unidos | Westlands Solar PV Farm | Westlands Solar Farms, LLC |  | 36.1381 | -120.076 | Huron | Fresno | California | 93234 | 18393 W Jayne Ave | 18 | 18 | Solar | Solar | 0 | 0 | 0 | 0 | 0 | 0 | 0 | 18 | 0 | 0 | 0 | 0 | EIA-860, EIA-860M and EIA-923 | 201603
Estados Unidos | Butler Plaza | CF Gainesville Owner One LLC |  | 29.6231 | -82.38 | Gainesville | Alachua | Florida | 32609 | SW Archer Road | 1.2 | 1.2 | Solar | Solar | 0 | 0 | 0 | 0 | 0 | 0 | 0 | 1.2 | 0 | 0 | 0 | 0 | EIA-860, EIA-860M and EIA-923 | 201603
Estados Unidos | Sol Orchard El Centro PV | Sol Orchard Imperial 1, LLC |  | 32.8033 | -115.546 | El Centro | Imperial | California | 92243 | 485 E. Villa Avenue | 20 | 20 | Solar | Solar | 0 | 0 | 0 | 0 | 0 | 0 | 0 | 20 | 0 | 0 | 0 | 0 | EIA-860, EIA-860M and EIA-923 | 201603
Estados Unidos | Carter Hydro | Northern Colorado Water Conservancy District |  | 40.3242 | -105.209 | Berthoud | Larimer | Colorado | 80513 | 7150 West Co. Rd. 8E | 2.6 | 2.6 | Hidroeléctrica | Hidroeléctrica | 0 | 0 | 0 | 0 | 2.6 | 0 | 0 | 0 | 0 | 0 | 0 | 0 | EIA-860, EIA-860M and EIA-923 | 201603
Estados Unidos | Holstein Plant | Holstein Holdings, LLC |  | 34.7742 | -79.3408 | Maxton | Scotland | North Carolina | 28364 | 24041 Skyway Church Road | 20 | 20 | Solar | Solar | 0 | 0 | 0 | 0 | 0 | 0 | 0 | 20 | 0 | 0 | 0 | 0 | EIA-860, EIA-860M and EIA-923 | 201603
Estados Unidos | Berkshire 1 | PPS Berkshire Solar LLC |  | 42.1144 | -73.4053 | Sheffield | Berkshire | Massachusetts | 01257 | 245 N Undermountain Rd | 1.8 | 1.8 | Solar | Solar | 0 | 0 | 0 | 0 | 0 | 0 | 0 | 1.8 | 0 | 0 | 0 | 0 | EIA-860, EIA-860M and EIA-923 | 201603
Estados Unidos | Western Antelope Blue Sky Ranch A | Sustainable Power Group, LLC |  | 34.6817 | -118.325 | Lancaster | Los Angeles | California | 93536 | 110th street and W Ave J | 20 | 20 | Solar | Solar | 0 | 0 | 0 | 0 | 0 | 0 | 0 | 20 | 0 | 0 | 0 | 0 | EIA-860, EIA-860M and EIA-923 | 201603
Estados Unidos | Simon Solar Farm LLC | Simon Solar Farm LLC |  | 33.6781 | -83.6758 | Social Circle | Walton | Georgia | 30025 | 916 Social Circle Fairplay Roa | 30 | 30 | Solar | Solar | 0 | 0 | 0 | 0 | 0 | 0 | 0 | 30 | 0 | 0 | 0 | 0 | EIA-860, EIA-860M and EIA-923 | 201603
Estados Unidos | Lightning Dock Geothermal HI-01, LLC | Lightning Dock Geothermal HI-01, LLC |  | 32.1447 | -108.838 | Animas | Hidalgo | New Mexico | 88020 | 18 Greenhouse Drive | 1.6 | 1.6 | Geotérmica | Geotérmica | 0 | 0 | 0 | 0 | 0 | 0 | 0 | 0 | 0 | 1.6 | 0 | 0 | EIA-860, EIA-860M and EIA-923 | 201603
Estados Unidos | RP Wind | RP Wind LLC |  | 40.4494 | -83.8933 | Russells Point | Logan | Ohio | 43348 | 6964 State Route 235 | 3.4 | 3.4 | Eólica | Eólica | 0 | 0 | 0 | 0 | 0 | 0 | 0 | 0 | 3.4 | 0 | 0 | 0 | EIA-860, EIA-860M and EIA-923 | 201603
Estados Unidos | Queen Anne's County | SolarCity Corporation |  | 39.0317 | -76.0164 | Centreville | Queen Annes | Maryland | 21617 | 312 Safety Drive | 2 | 2 | Solar | Solar | 0 | 0 | 0 | 0 | 0 | 0 | 0 | 2 | 0 | 0 | 0 | 0 | EIA-860, EIA-860M and EIA-923 | 201603
Estados Unidos | Actus Lend Lease DMAFB | SolarCity Corporation |  | 32.1825 | -110.863 | Tucson | Pima | Arizona | 85707 | 3435 S Mustang | 3 | 3 | Solar | Solar | 0 | 0 | 0 | 0 | 0 | 0 | 0 | 3 | 0 | 0 | 0 | 0 | EIA-860, EIA-860M and EIA-923 | 201603
Estados Unidos | Monterey Regional Water Pollution Control Agency | SolarCity Corporation |  | 36.7211 | -121.788 | Marina | Monterey | California | 93933 | Charlie Benson Lane | 1 | 1 | Solar | Solar | 0 | 0 | 0 | 0 | 0 | 0 | 0 | 1 | 0 | 0 | 0 | 0 | EIA-860, EIA-860M and EIA-923 | 201603
Estados Unidos | Lancaster Baptist Church | SolarCity Corporation |  | 34.6958 | -118.059 | Lancaster | Los Angeles | California | 93535 | 4020 E Lancaster Blvd | 1 | 1 | Solar | Solar | 0 | 0 | 0 | 0 | 0 | 0 | 0 | 1 | 0 | 0 | 0 | 0 | EIA-860, EIA-860M and EIA-923 | 201603
Estados Unidos | Sacramento Fairbain Water Treatment Plant | SolarCity Corporation |  | 38.6436 | -121.416 | Sacramento | Sacramento | California | 95826 | 7501 College Town Dr | 1 | 1 | Solar | Solar | 0 | 0 | 0 | 0 | 0 | 0 | 0 | 1 | 0 | 0 | 0 | 0 | EIA-860, EIA-860M and EIA-923 | 201603
Estados Unidos | KRS I Anahola Solar | Kauai Island Utility Cooperative |  | 22.1317 | -159.303 | Anahola | Kauai | Hawaii | 96703 | Kuhio Hwy | 12 | 12 | Solar | Solar | 0 | 0 | 0 | 0 | 0 | 0 | 0 | 12 | 0 | 0 | 0 | 0 | EIA-860, EIA-860M and EIA-923 | 201603
Estados Unidos | KRS II Koloa Solar | Kauai Island Utility Cooperative |  | 21.9008 | -159.45 | Koloa | Kauai | Hawaii | 96756 | Mahaulepu Rd | 12 | 12 | Solar | Solar | 0 | 0 | 0 | 0 | 0 | 0 | 0 | 12 | 0 | 0 | 0 | 0 | EIA-860, EIA-860M and EIA-923 | 201603
Estados Unidos | Tulare 1 and 2 | Sequoia PV 1 LLC |  | 36.2 | -119.42 | Tulare | Tulare | California | 93274 | 6900 West Avenue | 3 | 3 | Solar | Solar | 0 | 0 | 0 | 0 | 0 | 0 | 0 | 3 | 0 | 0 | 0 | 0 | EIA-860, EIA-860M and EIA-923 | 201603
Estados Unidos | Rockford Solar Farm | Rockford Solar Partners |  | 42.1753 | -89.0883 | Rockford | Winnebago | Illinois | 61109 | 7201 Beltline Drive | 2.6 | 2.6 | Solar | Solar | 0 | 0 | 0 | 0 | 0 | 0 | 0 | 2.6 | 0 | 0 | 0 | 0 | EIA-860, EIA-860M and EIA-923 | 201603
Estados Unidos | Silver State Solar Power South | Silver State Solar Power South, LLC |  | 35.63 | -115.32 | Primm Valley | Clark | Nevada | 89019 | E Primm Blvd | 127.2 | 127.2 | Solar | Solar | 0 | 0 | 0 | 0 | 0 | 0 | 0 | 127.2 | 0 | 0 | 0 | 0 | EIA-860, EIA-860M and EIA-923 | 201603
Estados Unidos | Stateline Solar | Southern Power Co |  | 35.6 | -115.4 | Primm | Clark | California | 92364 | Barstow Fwy | 109.9 | 109.9 | Solar | Solar | 0 | 0 | 0 | 0 | 0 | 0 | 0 | 109.9 | 0 | 0 | 0 | 0 | EIA-860, EIA-860M and EIA-923 | 201603
Estados Unidos | Port Richmond WWT Solar | Consolidated Edison Solutions Inc |  | 40.6381 | -74.1261 | Staten Island | Richmond | New York | 10310 | 1795 Richmond Terrace | 1 | 1 | Solar | Solar | 0 | 0 | 0 | 0 | 0 | 0 | 0 | 1 | 0 | 0 | 0 | 0 | EIA-860, EIA-860M and EIA-923 | 201603
Estados Unidos | Montgomery Solar LLC | O2energies, Inc. |  | 35.3444 | -79.7683 | Biscoe | Montgomery | North Carolina | 27209 | 955 US HWY 220 ALT S | 20 | 20 | Solar | Solar | 0 | 0 | 0 | 0 | 0 | 0 | 0 | 20 | 0 | 0 | 0 | 0 | EIA-860, EIA-860M and EIA-923 | 201603
Estados Unidos | North Brookfield | Mass Solar, LLC |  | 42.2781 | -72.0531 | North Brookfield | Worcester | Massachusetts | 02717 | 28 Mad Brook Road | 3 | 3 | Solar | Solar | 0 | 0 | 0 | 0 | 0 | 0 | 0 | 3 | 0 | 0 | 0 | 0 | EIA-860, EIA-860M and EIA-923 | 201603
Estados Unidos | Kalaeloa Renewable Energy Park | Hanwha Q CELLS USA |  | 21.3281 | -158.04 | Ewa Beach | Honolulu | Hawaii | 96706 | Roosevelt Ave & Essex Road | 5 | 5 | Solar | Solar | 0 | 0 | 0 | 0 | 0 | 0 | 0 | 5 | 0 | 0 | 0 | 0 | EIA-860, EIA-860M and EIA-923 | 201603
Estados Unidos | Jersey Gardens Phase 1 | SEDC Jersey Gardens Owner LLC |  | 40.6608 | -74.1733 | Elizabeth | Union | New Jersey | 07201 | 651 Kapkowski Road | 1.7 | 1.7 | Solar | Solar | 0 | 0 | 0 | 0 | 0 | 0 | 0 | 1.7 | 0 | 0 | 0 | 0 | EIA-860, EIA-860M and EIA-923 | 201603
Estados Unidos | Jersey Gardens Phase 2 | CF Jersey Gardens Owner Two LLC |  | 40.6608 | -74.1733 | Elizabeth | Union | New Jersey | 07201 | 651 Kapkowski Road | 2.3 | 2.3 | Solar | Solar | 0 | 0 | 0 | 0 | 0 | 0 | 0 | 2.3 | 0 | 0 | 0 | 0 | EIA-860, EIA-860M and EIA-923 | 201603
Estados Unidos | Utah Red Hills Renewable Energy Park | Utah Red Hills Renewable Energy Park LLC |  | 37.8828 | -112.904 | Parowan | Iron | Utah | 84761 | 2200 North | 80 | 80 | Solar | Solar | 0 | 0 | 0 | 0 | 0 | 0 | 0 | 80 | 0 | 0 | 0 | 0 | EIA-860, EIA-860M and EIA-923 | 201603
Estados Unidos | Cape Cod Air Force Station - 6 SWS | US Air Force |  | 41.7525 | -70.5389 | Sagamore | Barnstable | Massachusetts | 02561 | 1 Flat Rock Hill Rd | 3.4 | 3.4 | Eólica | Eólica | 0 | 0 | 0 | 0 | 0 | 0 | 0 | 0 | 3.4 | 0 | 0 | 0 | EIA-860, EIA-860M and EIA-923 | 201603
Estados Unidos | Holsum Elm Dairy | Holsum Elm Dairy |  | 44.115 | -88.2172 | Hilbert | Calumet | Wisconsin | 54129 | N6206 Elm Rd | 1.2 | 1.2 | Biomasa | Biomasa | 0 | 0 | 0 | 0 | 0 | 0 | 0 | 0 | 0 | 0 | 1.2 | 0 | EIA-860, EIA-860M and EIA-923 | 201603
Estados Unidos | Celina Solar Project #1, LLC | Celina Solar Project #1, LLC |  | 40.5406 | -84.5906 | Celina | Mercer | Ohio | 45822 | 601 Meyer Road | 4 | 4 | Solar | Solar | 0 | 0 | 0 | 0 | 0 | 0 | 0 | 4 | 0 | 0 | 0 | 0 | EIA-860, EIA-860M and EIA-923 | 201603
Estados Unidos | Alexander Wind Farm LLC | NJR Clean Energy Ventures Corporation |  | 38.4247 | -99.5075 | Alexander | Rush | Kansas | 67513 |  | 50.7 | 50.7 | Eólica | Eólica | 0 | 0 | 0 | 0 | 0 | 0 | 0 | 0 | 50.7 | 0 | 0 | 0 | EIA-860, EIA-860M and EIA-923 | 201603
Estados Unidos | Biscoe Solar LLC | Sustainable Power Group, LLC |  | 35.3839 | -79.7703 | Biscoe | Montgomery | North Carolina | 27209 | 179 Batten Road | 5 | 5 | Solar | Solar | 0 | 0 | 0 | 0 | 0 | 0 | 0 | 5 | 0 | 0 | 0 | 0 | EIA-860, EIA-860M and EIA-923 | 201603
Estados Unidos | Rockwell Solar LLC | O2energies, Inc. |  | 35.5417 | -80.4747 | Rockwell | Rowan | North Carolina | 28138 | 3315 Earnhardt Road | 3.5 | 3.5 | Solar | Solar | 0 | 0 | 0 | 0 | 0 | 0 | 0 | 3.5 | 0 | 0 | 0 | 0 | EIA-860, EIA-860M and EIA-923 | 201603
Estados Unidos | Selma Solar LLC | Sustainable Power Group, LLC |  | 35.5764 | -78.1833 | Selma | Johnston | North Carolina | 27576 | 306 Watson Road | 5 | 5 | Solar | Solar | 0 | 0 | 0 | 0 | 0 | 0 | 0 | 5 | 0 | 0 | 0 | 0 | EIA-860, EIA-860M and EIA-923 | 201603
Estados Unidos | Turkey Branch Solar LLC | Turkey Branch Solar, LLC |  | 34.5244 | -79.1044 | Fairmont | Robeson | North Carolina | 28340 | NC 41 & Turkey Branch Road | 5 | 5 | Solar | Solar | 0 | 0 | 0 | 0 | 0 | 0 | 0 | 5 | 0 | 0 | 0 | 0 | EIA-860, EIA-860M and EIA-923 | 201603
Estados Unidos | Gates Solar LLC | O2energies, Inc. |  | 36.4508 | -76.8036 | Eure | Gates | North Carolina | 27935 | 68 Howell Lane | 5 | 5 | Solar | Solar | 0 | 0 | 0 | 0 | 0 | 0 | 0 | 5 | 0 | 0 | 0 | 0 | EIA-860, EIA-860M and EIA-923 | 201603
Estados Unidos | Cirrus Solar LLC | O2energies, Inc. |  | 35.9694 | -78.265 | Bunn | Franklin | North Carolina | 27508 | 4976 NC 39 Hwy | 5 | 5 | Solar | Solar | 0 | 0 | 0 | 0 | 0 | 0 | 0 | 5 | 0 | 0 | 0 | 0 | EIA-860, EIA-860M and EIA-923 | 201603
Estados Unidos | Chocowinity Solar LLC | O2energies, Inc. |  | 35.515 | -77.09 | Chocowinity | Beaufort | North Carolina | 27817 | Bragaw Lane | 5 | 5 | Solar | Solar | 0 | 0 | 0 | 0 | 0 | 0 | 0 | 5 | 0 | 0 | 0 | 0 | EIA-860, EIA-860M and EIA-923 | 201603
Estados Unidos | Pearl City Peninsula Solar Park | Forest City Sustainable Resources Pearl City LLC |  | 21.3756 | -157.968 | Honolulu | Honolulu | Hawaii | 96782 | Victor Wharf Access Road | 1 | 1 | Solar | Solar | 0 | 0 | 0 | 0 | 0 | 0 | 0 | 1 | 0 | 0 | 0 | 0 | EIA-860, EIA-860M and EIA-923 | 201603
Estados Unidos | Gratiot County Wind LLC | Invenergy Services LLC |  | 43.4081 | -84.4622 | Breckenridge | Gratiot | Michigan | 48615 | 126 Enterprise Drive | 110.4 | 110.4 | Eólica | Eólica | 0 | 0 | 0 | 0 | 0 | 0 | 0 | 0 | 110.4 | 0 | 0 | 0 | EIA-860, EIA-860M and EIA-923 | 201603
Estados Unidos | Oswegatchie | Erie Boulevard Hydropower LP |  | 44.27 | -75.1992 | Edwards | St Lawrence | New York | 13635 | 109 Guiles Road | 1.6 | 1.6 | Hidroeléctrica | Hidroeléctrica | 0 | 0 | 0 | 0 | 1.6 | 0 | 0 | 0 | 0 | 0 | 0 | 0 | EIA-860, EIA-860M and EIA-923 | 201603
Estados Unidos | Upper Newton Falls | Erie Boulevard Hydropower LP |  | 44.2144 | -74.9914 | Newton Falls | St Lawrence | New York | 13666 | 873 County Route 60 | 1.4 | 1.4 | Hidroeléctrica | Hidroeléctrica | 0 | 0 | 0 | 0 | 1.4 | 0 | 0 | 0 | 0 | 0 | 0 | 0 | EIA-860, EIA-860M and EIA-923 | 201603
Estados Unidos | Braley Road 2 | Mass Solar, LLC |  | 41.7517 | -70.9669 | Freetown | Bristol | Massachusetts | 02717 | Braley Road | 2.7 | 2.7 | Solar | Solar | 0 | 0 | 0 | 0 | 0 | 0 | 0 | 2.7 | 0 | 0 | 0 | 0 | EIA-860, EIA-860M and EIA-923 | 201603
Estados Unidos | Route 66 Wind Plant | First Wind O&M, LLC |  | 35.2053 | -101.434 | Panhandle | Carson | Texas | 79068 | Farm To Market Road 2161 | 150 | 150 | Eólica | Eólica | 0 | 0 | 0 | 0 | 0 | 0 | 0 | 0 | 150 | 0 | 0 | 0 | EIA-860, EIA-860M and EIA-923 | 201603
Estados Unidos | Dartmouth | Mass Solar, LLC |  | 41.6761 | -70.9969 | Dartmouth | Bristol | Massachusetts | 02717 | Energy Road | 6.3 | 6.3 | Solar | Solar | 0 | 0 | 0 | 0 | 0 | 0 | 0 | 6.3 | 0 | 0 | 0 | 0 | EIA-860, EIA-860M and EIA-923 | 201603
Estados Unidos | Osage Wind, LLC | Enel Green Power NA, Inc. |  | 36.7069 | -96.7003 | Burbank | Osage | Oklahoma | 74633 | Under Construction, N/A | 150.4 | 150.4 | Eólica | Eólica | 0 | 0 | 0 | 0 | 0 | 0 | 0 | 0 | 150.4 | 0 | 0 | 0 | EIA-860, EIA-860M and EIA-923 | 201603
Estados Unidos | Kapolei Solar Energy Park | Hop Bottom Energy LLC |  | 21.3211 | -158.117 | Kapolei | Honolulu | Hawaii | 96707 | 91-290 Malakole Street | 1 | 1 | Solar | Solar | 0 | 0 | 0 | 0 | 0 | 0 | 0 | 1 | 0 | 0 | 0 | 0 | EIA-860, EIA-860M and EIA-923 | 201603
Estados Unidos | Mahoning Creek Hydroelectric Project | Mahoning Creek Hydroelectric Company LLC |  | 40.9211 | -79.2817 | New Bethlehem | Armstrong | Pennsylvania | 16259 | 130 Government Road | 6.7 | 6.7 | Hidroeléctrica | Hidroeléctrica | 0 | 0 | 0 | 0 | 6.7 | 0 | 0 | 0 | 0 | 0 | 0 | 0 | EIA-860, EIA-860M and EIA-923 | 201603
Estados Unidos | Finley Buttes Landfill Gas | Finley BioEnergy LLC |  | 45.69 | -119.61 | Boardman | Morrow | Oregon | 97818 | 74265 Bombing Range Road | 4.8 | 4.8 | Biomasa | Biomasa | 0 | 0 | 0 | 0 | 0 | 0 | 0 | 0 | 0 | 0 | 4.8 | 0 | EIA-860, EIA-860M and EIA-923 | 201603
Estados Unidos | LRI LFGTE Facility | ENERGYneering Solutions, Inc |  | 46.9756 | -122.291 | Graham | Pierce | Washington | 98338 | 30919 Meridian Street East | 4.5 | 4.5 | Biomasa | Biomasa | 0 | 0 | 0 | 0 | 0 | 0 | 0 | 0 | 0 | 0 | 4.5 | 0 | EIA-860, EIA-860M and EIA-923 | 201603
Estados Unidos | Blue Sky One | SSA Solar of NM, LLC |  | 36.9078 | -105.985 | Taos | Taos | New Mexico | 87571 | 84 Gravel Pit Road | 1.3 | 1.3 | Solar | Solar | 0 | 0 | 0 | 0 | 0 | 0 | 0 | 1.3 | 0 | 0 | 0 | 0 | EIA-860, EIA-860M and EIA-923 | 201603
Estados Unidos | Nooksack Hydro | Puget Sound Hydro LLC |  | 48.9078 | -121.814 | Glacier | Whatcom | Washington | 98244 | 12251 Mt Baker Highway | 2.8 | 2.8 | Hidroeléctrica | Hidroeléctrica | 0 | 0 | 0 | 0 | 2.8 | 0 | 0 | 0 | 0 | 0 | 0 | 0 | EIA-860, EIA-860M and EIA-923 | 201603
Estados Unidos | Mira Loma | Costco Wholesale |  | 34.0131 | -117.537 | Mira Loma | Riverside | California | 91752 | 11600 Riverside Drive | 3 | 3 | Solar | Solar | 0 | 0 | 0 | 0 | 0 | 0 | 0 | 3 | 0 | 0 | 0 | 0 | EIA-860, EIA-860M and EIA-923 | 201603
Estados Unidos | ABEC Bidart-Old River LLC | ABEC Bidart-Old River LLC |  | 35.1697 | -119.106 | Bakersfield | Kern | California | 93311 | 20400 Old River Rd | 1.8 | 1.8 | Biomasa | Biomasa | 0 | 0 | 0 | 0 | 0 | 0 | 0 | 0 | 0 | 0 | 1.8 | 0 | EIA-860, EIA-860M and EIA-923 | 201603
Estados Unidos | Colleton Solar Farm | TIG Sun Energy I LLC |  | 32.9133 | -80.6925 | Walterboro | Colleton | South Carolina | 29488 | 1751 Hiers Corner Road | 2.5 | 2.5 | Solar | Solar | 0 | 0 | 0 | 0 | 0 | 0 | 0 | 2.5 | 0 | 0 | 0 | 0 | EIA-860, EIA-860M and EIA-923 | 201603
Estados Unidos | Apple Data Center - PV2 | Apple, Inc |  | 35.7389 | -81.2078 | Conover | Catawba | North Carolina | 28613 | 3720 Lai Ber Drive | 19.4 | 19.4 | Solar | Solar | 0 | 0 | 0 | 0 | 0 | 0 | 0 | 19.4 | 0 | 0 | 0 | 0 | EIA-860, EIA-860M and EIA-923 | 201603
Estados Unidos | Axio Green LLC | Axio Green LLC |  | 42.5761 | -72.61 | Greenfield Township | Franklin | Massachusetts | 01301 | 155 Cumberland Road | 2 | 2 | Solar | Solar | 0 | 0 | 0 | 0 | 0 | 0 | 0 | 2 | 0 | 0 | 0 | 0 | EIA-860, EIA-860M and EIA-923 | 201603
Estados Unidos | Lenape II | Lenape Solar II, LLC |  | 39.7767 | -86.0428 | Indianapolis | Marion | Indiana | 46219 | 441 N Shadeland Avenue | 4 | 4 | Solar | Solar | 0 | 0 | 0 | 0 | 0 | 0 | 0 | 4 | 0 | 0 | 0 | 0 | EIA-860, EIA-860M and EIA-923 | 201603
Estados Unidos | Zeeland Farm Services | Zeeland Farm Services |  | 42.8131 | -85.9861 | Zeeland | Ottawa | Michigan | 49464 | 2468 84th Avenue | 2.9 | 2.9 | Biomasa | Biomasa | 0 | 0 | 0 | 0 | 0 | 0 | 0 | 0 | 0 | 0 | 2.9 | 0 | EIA-860, EIA-860M and EIA-923 | 201603
Estados Unidos | Allendale Biomass | EDF Renewable Asset Holdings, Inc. |  | 32.995 | -81.2819 | Fairfax | Allendale | South Carolina | 29810 | 307 Airport Loop | 18.8 | 18.8 | Biomasa | Biomasa | 0 | 0 | 0 | 0 | 0 | 0 | 0 | 0 | 0 | 0 | 18.8 | 0 | EIA-860, EIA-860M and EIA-923 | 201603
Estados Unidos | Dorchester Biomass | EDF Renewable Asset Holdings, Inc. |  | 33.2386 | -80.4503 | Harleyville | Dorchester | South Carolina | 29448 | 609 7 Mile Road | 18.8 | 18.8 | Biomasa | Biomasa | 0 | 0 | 0 | 0 | 0 | 0 | 0 | 0 | 0 | 0 | 18.8 | 0 | EIA-860, EIA-860M and EIA-923 | 201603
Estados Unidos | Phoenix Airport East Economy Lot | Solar Star Arizona II LLC |  | 33.45 | -111.98 | Phoenix | Maricopa | Arizona | 85034 | 4433, 4445, 4455 E. Sky Harbor | 1 | 1 | Solar | Solar | 0 | 0 | 0 | 0 | 0 | 0 | 0 | 1 | 0 | 0 | 0 | 0 | EIA-860, EIA-860M and EIA-923 | 201603
Estados Unidos | Phoenix Airport Rental Car Center | Solar Star Arizona II LLC |  | 33.45 | -111.98 | Phoenix | Maricopa | Arizona | 85034 | 1702 E. Rental Car Way | 1.4 | 1.4 | Solar | Solar | 0 | 0 | 0 | 0 | 0 | 0 | 0 | 1.4 | 0 | 0 | 0 | 0 | EIA-860, EIA-860M and EIA-923 | 201603
Estados Unidos | Barilla Solar | First Solar Asset Management |  | 30.96 | -103.35 | Fort Stockton | Pecos | Texas | 79735 | Hovey Road | 30.2 | 30.2 | Solar | Solar | 0 | 0 | 0 | 0 | 0 | 0 | 0 | 30.2 | 0 | 0 | 0 | 0 | EIA-860, EIA-860M and EIA-923 | 201603
Estados Unidos | Lost Hills/Blackwell | Southern Power Co |  | 35.62 | -119.85 | Lost Hills | Kern | California | 93249 | 17544 Hwy 46 | 33.3 | 33.3 | Solar | Solar | 0 | 0 | 0 | 0 | 0 | 0 | 0 | 33.3 | 0 | 0 | 0 | 0 | EIA-860, EIA-860M and EIA-923 | 201603
Estados Unidos | Stevens Mills Hydroelectric Project | Eagle Creek RE LLC |  | 43.4461 | -71.6444 | NH | Merrimack | New Hampshire | 03235 | 38 East Bow St | 2 | 2 | Hidroeléctrica | Hidroeléctrica | 0 | 0 | 0 | 0 | 2 | 0 | 0 | 0 | 0 | 0 | 0 | 0 | EIA-860, EIA-860M and EIA-923 | 201603
Estados Unidos | North Star Solar | Southern Power Co |  | 36.73 | -120.41 | Mendota | Fresno | California | 93640 | 35200 West California Ave | 61.6 | 61.6 | Solar | Solar | 0 | 0 | 0 | 0 | 0 | 0 | 0 | 61.6 | 0 | 0 | 0 | 0 | EIA-860, EIA-860M and EIA-923 | 201603
Estados Unidos | OCI Alamo 2, LLC | OCI Solar Power |  | 29.4694 | -98.3319 | Converse | Bexar | Texas | 78109 | 8203 Binz Engelman Road | 4.4 | 4.4 | Solar | Solar | 0 | 0 | 0 | 0 | 0 | 0 | 0 | 4.4 | 0 | 0 | 0 | 0 | EIA-860, EIA-860M and EIA-923 | 201603
Estados Unidos | OCI Alamo 4, LLC | Consolidated Edison Development Inc. |  | 29.3289 | -100.384 | Brackettville | Kinney | Texas | 78837 | Ranch to Market Road 334 | 39.6 | 39.6 | Solar | Solar | 0 | 0 | 0 | 0 | 0 | 0 | 0 | 39.6 | 0 | 0 | 0 | 0 | EIA-860, EIA-860M and EIA-923 | 201603
Estados Unidos | Orion Solar I | Orion Solar I LLC |  | 35.1507 | -118.875 | Arvin | Kern | California | 93203 | 22900n S. Edison Rd. | 12 | 12 | Solar | Solar | 0 | 0 | 0 | 0 | 0 | 0 | 0 | 12 | 0 | 0 | 0 | 0 | EIA-860, EIA-860M and EIA-923 | 201603
Estados Unidos | Brookfield | DTE Electric Company |  | 43.7578 | -83.2978 | Pigeon | Huron | Michigan | 48755 | 2254 S Caseville Road | 74.8 | 74.8 | Eólica | Eólica | 0 | 0 | 0 | 0 | 0 | 0 | 0 | 0 | 74.8 | 0 | 0 | 0 | EIA-860, EIA-860M and EIA-923 | 201603
Estados Unidos | Pattern Panhandle Wind 2 LLC | Pattern Operators LP |  | 35.4428 | -101.373 | Panhandle | Carson | Texas | 79068 | 1797 FM 2385 | 181.7 | 181.7 | Eólica | Eólica | 0 | 0 | 0 | 0 | 0 | 0 | 0 | 0 | 181.7 | 0 | 0 | 0 | EIA-860, EIA-860M and EIA-923 | 201603
Estados Unidos | Orion Solar II | Orion Solar II, LLC |  | 35.1507 | -118.875 | Arvin | Kern | California | 93203 | 22900 S. Edison Rd | 8 | 8 | Solar | Solar | 0 | 0 | 0 | 0 | 0 | 0 | 0 | 8 | 0 | 0 | 0 | 0 | EIA-860, EIA-860M and EIA-923 | 201603
Estados Unidos | Charlotte Solar | Charlotte Solar, LLC (NC) |  | 35.2619 | -81.8217 | Forest City | Rutherford | North Carolina | 28043 | 738 Providence Road | 5 | 5 | Solar | Solar | 0 | 0 | 0 | 0 | 0 | 0 | 0 | 5 | 0 | 0 | 0 | 0 | EIA-860, EIA-860M and EIA-923 | 201603
Estados Unidos | Elliana Solar | Elliana Solar LLC |  | 36.1311 | -79.3325 | Burlington | Alamance | North Carolina | 27217 | 1444 Deer Run Trail | 5 | 5 | Solar | Solar | 0 | 0 | 0 | 0 | 0 | 0 | 0 | 5 | 0 | 0 | 0 | 0 | EIA-860, EIA-860M and EIA-923 | 201603
Estados Unidos | Flash Solar | Flash Solar LLC |  | 35.7581 | -81.2294 | Conover | Catawba | North Carolina | 28613 | 4466 Meandering Way | 5 | 5 | Solar | Solar | 0 | 0 | 0 | 0 | 0 | 0 | 0 | 5 | 0 | 0 | 0 | 0 | EIA-860, EIA-860M and EIA-923 | 201603
Estados Unidos | Angel Solar | Angel Solar LLC |  | 35.6511 | -81.2086 | Newton | Catawba | North Carolina | 28658 | 703 St James Church Rd | 5 | 5 | Solar | Solar | 0 | 0 | 0 | 0 | 0 | 0 | 0 | 5 | 0 | 0 | 0 | 0 | EIA-860, EIA-860M and EIA-923 | 201603
Estados Unidos | Buddy Solar | Buddy Solar LLC |  | 35.5419 | -80.3633 | Gold Hill | Rowan | North Carolina | 28071 | 400 St Peters Church Road | 4 | 4 | Solar | Solar | 0 | 0 | 0 | 0 | 0 | 0 | 0 | 4 | 0 | 0 | 0 | 0 | EIA-860, EIA-860M and EIA-923 | 201603
Estados Unidos | GreenWhey Energy Inc | GreenWhey Holdings |  | 45.3903 | -92.1625 | Turtle Lake | Polk | Wisconsin | 54889 | 465 Western Blvd | 3.2 | 3.2 | Biomasa | Biomasa | 0 | 0 | 0 | 0 | 0 | 0 | 0 | 0 | 0 | 0 | 3.2 | 0 | EIA-860, EIA-860M and EIA-923 | 201603
Estados Unidos | North Bay Solar 1 | Sustainable Power Group, LLC |  | 38.3006 | -121.966 | Fairfield | Solano | California | 94534 | 5110 Water Works Lane | 1 | 1 | Solar | Solar | 0 | 0 | 0 | 0 | 0 | 0 | 0 | 1 | 0 | 0 | 0 | 0 | EIA-860, EIA-860M and EIA-923 | 201603
Estados Unidos | Tihonet Solar | Consolidated Edison Solutions Inc |  | 41.7875 | -70.7233 | Wareham | Plymouth | Massachusetts | 02571 | 97 Farm to Market Road | 1 | 1 | Solar | Solar | 0 | 0 | 0 | 0 | 0 | 0 | 0 | 1 | 0 | 0 | 0 | 0 | EIA-860, EIA-860M and EIA-923 | 201603
Estados Unidos | Lancaster Dry Farm Ranch B | Sustainable Power Group, LLC |  | 34.7169 | -118.289 | Lancaster | Los Angeles | California | 93536 | 90th St. W and W Ave. H | 5 | 5 | Solar | Solar | 0 | 0 | 0 | 0 | 0 | 0 | 0 | 5 | 0 | 0 | 0 | 0 | EIA-860, EIA-860M and EIA-923 | 201603
Estados Unidos | Rodeo Solar C2 | Sustainable Power Group, LLC |  | 34.7133 | -118.289 | Lancaster | Los Angeles | California | 93536 | 45707 90th St West | 1.5 | 1.5 | Solar | Solar | 0 | 0 | 0 | 0 | 0 | 0 | 0 | 1.5 | 0 | 0 | 0 | 0 | EIA-860, EIA-860M and EIA-923 | 201603
Estados Unidos | Rodeo Solar D2 | Sustainable Power Group, LLC |  | 34.7133 | -118.289 | Lancaster | Los Angeles | California | 93536 | 45707 90th St West | 1.5 | 1.5 | Solar | Solar | 0 | 0 | 0 | 0 | 0 | 0 | 0 | 1.5 | 0 | 0 | 0 | 0 | EIA-860, EIA-860M and EIA-923 | 201603
Estados Unidos | Summer Solar A2 | Sustainable Power Group, LLC |  | 34.7231 | -118.29 | Lancaster | Los Angeles | California | 93536 | 46345 1/4 90th St West | 1.5 | 1.5 | Solar | Solar | 0 | 0 | 0 | 0 | 0 | 0 | 0 | 1.5 | 0 | 0 | 0 | 0 | EIA-860, EIA-860M and EIA-923 | 201603
Estados Unidos | Summer Solar B2 | Sustainable Power Group, LLC |  | 34.7231 | -118.29 | Lancaster | Los Angeles | California | 93536 | 46331 1/4 90th St West | 1.5 | 1.5 | Solar | Solar | 0 | 0 | 0 | 0 | 0 | 0 | 0 | 1.5 | 0 | 0 | 0 | 0 | EIA-860, EIA-860M and EIA-923 | 201603
Estados Unidos | Summer Solar C2 | Sustainable Power Group, LLC |  | 34.7231 | -118.29 | Lancaster | Los Angeles | California | 93536 | 46315 1/4 90th St West | 1.5 | 1.5 | Solar | Solar | 0 | 0 | 0 | 0 | 0 | 0 | 0 | 1.5 | 0 | 0 | 0 | 0 | EIA-860, EIA-860M and EIA-923 | 201603
Estados Unidos | Summer Solar D2 | Sustainable Power Group, LLC |  | 34.7231 | -118.29 | Lancaster | Los Angeles | California | 93536 | 46305 1/4 90th St West | 1 | 1 | Solar | Solar | 0 | 0 | 0 | 0 | 0 | 0 | 0 | 1 | 0 | 0 | 0 | 0 | EIA-860, EIA-860M and EIA-923 | 201603
Estados Unidos | Summer North Solar | Sustainable Power Group, LLC |  | 34.7231 | -118.29 | Lancaster | Los Angeles | California | 93536 | 46253 1/4 90th St West | 6.5 | 6.5 | Solar | Solar | 0 | 0 | 0 | 0 | 0 | 0 | 0 | 6.5 | 0 | 0 | 0 | 0 | EIA-860, EIA-860M and EIA-923 | 201603
Estados Unidos | Expressway Solar A | Sustainable Power Group, LLC |  | 34.5822 | -117.342 | Victorville | San Bernardino | California | 92394 | 18321 Shay Road | 2 | 2 | Solar | Solar | 0 | 0 | 0 | 0 | 0 | 0 | 0 | 2 | 0 | 0 | 0 | 0 | EIA-860, EIA-860M and EIA-923 | 201603
Estados Unidos | Expressway Solar B | Sustainable Power Group, LLC |  | 34.5833 | -117.34 | Victorville | San Bernardino | California | 92394 | 18325 Shay Road | 2 | 2 | Solar | Solar | 0 | 0 | 0 | 0 | 0 | 0 | 0 | 2 | 0 | 0 | 0 | 0 | EIA-860, EIA-860M and EIA-923 | 201603
Estados Unidos | Expressway Solar C2 | Sustainable Power Group, LLC |  | 34.5844 | -117.341 | Victorville | San Bernardino | California | 92394 | 18395 Shay Road | 1.5 | 1.5 | Solar | Solar | 0 | 0 | 0 | 0 | 0 | 0 | 0 | 1.5 | 0 | 0 | 0 | 0 | EIA-860, EIA-860M and EIA-923 | 201603
Estados Unidos | Miami Wind Energy Center | Invenergy Services LLC |  | 35.6539 | -100.539 | Miami | Roberts | Texas | 79059 | 3096 FM 1268 | 288.6 | 288.6 | Eólica | Eólica | 0 | 0 | 0 | 0 | 0 | 0 | 0 | 0 | 288.6 | 0 | 0 | 0 | EIA-860, EIA-860M and EIA-923 | 201603
Estados Unidos | Buckeye Wind Energy Center | Invenergy Services LLC |  | 39.0039 | -99.4142 | Hays | Ellis | Kansas | 67601 | unknown | 205.7 | 205.7 | Eólica | Eólica | 0 | 0 | 0 | 0 | 0 | 0 | 0 | 0 | 205.7 | 0 | 0 | 0 | EIA-860, EIA-860M and EIA-923 | 201603
Estados Unidos | Marsh Hill Wind Farm | Invenergy Services LLC |  | 42.1639 | -77.5289 | Jasper | Steuben | New York | 14855 | 331 Jackson Hill Road | 16.2 | 16.2 | Eólica | Eólica | 0 | 0 | 0 | 0 | 0 | 0 | 0 | 0 | 16.2 | 0 | 0 | 0 | EIA-860, EIA-860M and EIA-923 | 201603
Estados Unidos | Spring Canyon Expansion Wind Energy Ctr | Invenergy Services LLC |  | 40.9642 | -103.077 | Peetz | Logan | Colorado | 80747 | 28191 County Road 74 | 62.6 | 62.6 | Eólica | Eólica | 0 | 0 | 0 | 0 | 0 | 0 | 0 | 0 | 62.6 | 0 | 0 | 0 | EIA-860, EIA-860M and EIA-923 | 201603
Estados Unidos | Maywood Photovoltaic Project | Hanwha Q CELLS USA |  | 39.7439 | -86.2181 | Indianapolis | Marion | Indiana | 46241 | 1500 S Tibbs Avenue | 8 | 8 | Solar | Solar | 0 | 0 | 0 | 0 | 0 | 0 | 0 | 8 | 0 | 0 | 0 | 0 | EIA-860, EIA-860M and EIA-923 | 201603
Estados Unidos | Roosevelt County | EDF Renewable Asset Holdings, Inc. |  | 33.9261 | -103.511 | Elida | Roosevelt | New Mexico | 88116 |  | 250 | 250 | Eólica | Eólica | 0 | 0 | 0 | 0 | 0 | 0 | 0 | 0 | 250 | 0 | 0 | 0 | EIA-860, EIA-860M and EIA-923 | 201603
Estados Unidos | Longhorn Wind | EDF Renewable Asset Holdings, Inc. |  | 34.3111 | -101.251 | Silverton | Briscoe | Texas | 79201 |  | 200 | 200 | Eólica | Eólica | 0 | 0 | 0 | 0 | 0 | 0 | 0 | 0 | 200 | 0 | 0 | 0 | EIA-860, EIA-860M and EIA-923 | 201603
Estados Unidos | TX Hereford Wind | EDF Renewable Asset Holdings, Inc. |  | 34.7481 | -102.174 | Hereford | Deaf Smith | Texas | 88116 |  | 200 | 200 | Eólica | Eólica | 0 | 0 | 0 | 0 | 0 | 0 | 0 | 0 | 200 | 0 | 0 | 0 | EIA-860, EIA-860M and EIA-923 | 201603
Estados Unidos | Spinning Spur Wind II | EDF Renewable Asset Holdings, Inc. |  | 35.2769 | -102.683 | Adrian | Oldham | Texas | 79001 | 6899 Windy Way Road | 161 | 161 | Eólica | Eólica | 0 | 0 | 0 | 0 | 0 | 0 | 0 | 0 | 161 | 0 | 0 | 0 | EIA-860, EIA-860M and EIA-923 | 201603
Estados Unidos | Spinning Spur Wind III | EDF Renewable Asset Holdings, Inc. |  | 35.295 | -102.721 | Adrian | Oldham | Texas | 79001 | 6899 Windy Way Road | 194 | 194 | Eólica | Eólica | 0 | 0 | 0 | 0 | 0 | 0 | 0 | 0 | 194 | 0 | 0 | 0 | EIA-860, EIA-860M and EIA-923 | 201603
Estados Unidos | Sonne One | Sonne One, LLC |  | 35.4372 | -77.8336 | Goldsboro | Wayne | North Carolina | 27530 | North of Highway 13 and East o | 5 | 5 | Solar | Solar | 0 | 0 | 0 | 0 | 0 | 0 | 0 | 5 | 0 | 0 | 0 | 0 | EIA-860, EIA-860M and EIA-923 | 201603
Estados Unidos | South Canal Hydro-1 | Delta-Montrose Electric Association |  | 38.4833 | -107.755 | Montrose | Montrose | Colorado | 81401 | Miguel Road | 3.8 | 3.8 | Hidroeléctrica | Hidroeléctrica | 0 | 0 | 0 | 0 | 3.8 | 0 | 0 | 0 | 0 | 0 | 0 | 0 | EIA-860, EIA-860M and EIA-923 | 201603
Estados Unidos | South Canal Hydro-3 | Delta-Montrose Electric Association |  | 38.4703 | -107.771 | Montrose | Montrose | Colorado | 81401 | Miguel Road | 3.3 | 3.3 | Hidroeléctrica | Hidroeléctrica | 0 | 0 | 0 | 0 | 3.3 | 0 | 0 | 0 | 0 | 0 | 0 | 0 | EIA-860, EIA-860M and EIA-923 | 201603
Estados Unidos | Brentwood Solar | CD US Solar MT1 LLC |  | 40.7814 | -73.2439 | Brentwood | Suffolk | New York | 11722 | 812 S Suffolk Ave | 1 | 1 | Solar | Solar | 0 | 0 | 0 | 0 | 0 | 0 | 0 | 1 | 0 | 0 | 0 | 0 | EIA-860, EIA-860M and EIA-923 | 201603
Estados Unidos | Deer Park | CD US Solar MT1 LLC |  | 40.7608 | -73.1939 | Deer Park | Suffolk | New York | 11729 | Long Island Avenue | 2.5 | 2.5 | Solar | Solar | 0 | 0 | 0 | 0 | 0 | 0 | 0 | 2.5 | 0 | 0 | 0 | 0 | EIA-860, EIA-860M and EIA-923 | 201603
Estados Unidos | Dennison | CD US Solar MT1 LLC |  | 40.7631 | -73.3236 | Hauppauge | Suffolk | New York | 11788 | 100 Veterans Memorial Highway | 2 | 2 | Solar | Solar | 0 | 0 | 0 | 0 | 0 | 0 | 0 | 2 | 0 | 0 | 0 | 0 | EIA-860, EIA-860M and EIA-923 | 201603
Estados Unidos | North County | CD US Solar MT1 LLC |  | 40.7631 | -73.3236 | Hauppauge | Suffolk | New York | 11788 | 725 Veterans Memorial Highway | 1 | 1 | Solar | Solar | 0 | 0 | 0 | 0 | 0 | 0 | 0 | 1 | 0 | 0 | 0 | 0 | EIA-860, EIA-860M and EIA-923 | 201603
Estados Unidos | Riverhead | CD US Solar MT1 LLC |  | 40.8261 | -73.2322 | Riverhead | Suffolk | New York | 11901 | 200-201 Center Drive | 1.5 | 1.5 | Solar | Solar | 0 | 0 | 0 | 0 | 0 | 0 | 0 | 1.5 | 0 | 0 | 0 | 0 | EIA-860, EIA-860M and EIA-923 | 201603
Estados Unidos | Cohalan | CD US Solar MT1 LLC |  | 40.7625 | -73.1944 | Central Islip | Suffolk | New York | 11722 | 400 Carleton Avenue | 4 | 4 | Solar | Solar | 0 | 0 | 0 | 0 | 0 | 0 | 0 | 4 | 0 | 0 | 0 | 0 | EIA-860, EIA-860M and EIA-923 | 201603
Estados Unidos | Kirkwall Holdings | Kirkwall Holdings, LLC |  | 34.9889 | -78.1375 | Warsaw | Duplin | North Carolina | 27530 | West of Interstate 40 and Sout | 5 | 5 | Solar | Solar | 0 | 0 | 0 | 0 | 0 | 0 | 0 | 5 | 0 | 0 | 0 | 0 | EIA-860, EIA-860M and EIA-923 | 201603
Estados Unidos | JMB Mcguire-Dix-Lakehurst Solar Project | WR-TGC Solar Generation IV LLC |  | 39.9928 | -74.6369 | McGuire AFB | Burlington | New Jersey | 08641 | United Communities, 3700 Circl | 11.4 | 11.4 | Solar | Solar | 0 | 0 | 0 | 0 | 0 | 0 | 0 | 11.4 | 0 | 0 | 0 | 0 | EIA-860, EIA-860M and EIA-923 | 201603
Estados Unidos | Storrie Lake Solar Project | MSM Solar LLC |  | 35.6569 | -105.184 | Las Vegas | San Miguel | New Mexico | 87701 | 480 NM Highway 250 | 1.5 | 1.5 | Solar | Solar | 0 | 0 | 0 | 0 | 0 | 0 | 0 | 1.5 | 0 | 0 | 0 | 0 | EIA-860, EIA-860M and EIA-923 | 201603
Estados Unidos | Hobart Solar, LLC | Sustainable Power Group, LLC |  | 41.5294 | -87.3083 | Hobart | Lake | Indiana | 46342 | 4120 W 49th Avenue | 1 | 1 | Solar | Solar | 0 | 0 | 0 | 0 | 0 | 0 | 0 | 1 | 0 | 0 | 0 | 0 | EIA-860, EIA-860M and EIA-923 | 201603
Estados Unidos | Waterloo Solar, LLC | Sustainable Power Group, LLC |  | 41.4339 | -85.0439 | Waterloo | DeKalb | Indiana | 46342 | 120 North Commerce Dr | 1 | 1 | Solar | Solar | 0 | 0 | 0 | 0 | 0 | 0 | 0 | 1 | 0 | 0 | 0 | 0 | EIA-860, EIA-860M and EIA-923 | 201603
Estados Unidos | Valparaiso Solar, LLC | Sustainable Power Group, LLC |  | 41.5022 | -87.1611 | Valparaiso | Porter | Indiana | 46383 | 495 North 45 West | 1 | 1 | Solar | Solar | 0 | 0 | 0 | 0 | 0 | 0 | 0 | 1 | 0 | 0 | 0 | 0 | EIA-860, EIA-860M and EIA-923 | 201603
Estados Unidos | AC Criminal Courts Complex SPE2, LLC | Sustainable Power Group, LLC |  | 39.4375 | -74.6906 | Mays Landing | Atlantic | New Jersey | 08330 | 4997 Unami Blvd | 1.3 | 1.3 | Solar | Solar | 0 | 0 | 0 | 0 | 0 | 0 | 0 | 1.3 | 0 | 0 | 0 | 0 | EIA-860, EIA-860M and EIA-923 | 201603
Estados Unidos | Pamlico Partners Solar | SunEnergy1 |  | 35.5011 | -76.87 | Washington | Beaufort | North Carolina | 27889 | 1864 NC Highway 92 East | 5.5 | 5.5 | Solar | Solar | 0 | 0 | 0 | 0 | 0 | 0 | 0 | 5.5 | 0 | 0 | 0 | 0 | EIA-860, EIA-860M and EIA-923 | 201603
Estados Unidos | Arba Solar, LLC | Argand Energy Solutions, LLC |  | 35.3964 | -77.7036 | Snow Hill | Greene | North Carolina | 28580 | 3943 Hull Road | 2 | 2 | Solar | Solar | 0 | 0 | 0 | 0 | 0 | 0 | 0 | 2 | 0 | 0 | 0 | 0 | EIA-860, EIA-860M and EIA-923 | 201603
Estados Unidos | Franklin Solar, LLC | Argand Energy Solutions, LLC |  | 36.0975 | -78.1678 | Louisburg | Franklin | North Carolina | 27549 | 151 Firetower Road | 2 | 2 | Solar | Solar | 0 | 0 | 0 | 0 | 0 | 0 | 0 | 2 | 0 | 0 | 0 | 0 | EIA-860, EIA-860M and EIA-923 | 201603
Estados Unidos | Kenansville Solar 2, LLC | Kenansville Solar 2 LLC |  | 34.9578 | -77.9817 | Kenansville | Duplin | North Carolina | 28349 | 120 NC 24 and 50 Highway | 2 | 2 | Solar | Solar | 0 | 0 | 0 | 0 | 0 | 0 | 0 | 2 | 0 | 0 | 0 | 0 | EIA-860, EIA-860M and EIA-923 | 201603
Estados Unidos | Samarcand Solar Farm, LLC | Heelstone Energy Holdings, LLC |  | 35.3117 | -79.695 | Biscoe | Moore | North Carolina | 27209 | 1605 Samarcand Road | 5 | 5 | Solar | Solar | 0 | 0 | 0 | 0 | 0 | 0 | 0 | 5 | 0 | 0 | 0 | 0 | EIA-860, EIA-860M and EIA-923 | 201603
Estados Unidos | Albemarle Solar Center LLC | Heelstone Energy Holdings, LLC |  | 35.2931 | -77.5569 | Kinston | Lenoir | North Carolina | 28501 | 1101 Cunningham Road | 5 | 5 | Solar | Solar | 0 | 0 | 0 | 0 | 0 | 0 | 0 | 5 | 0 | 0 | 0 | 0 | EIA-860, EIA-860M and EIA-923 | 201603
Estados Unidos | Boseman Solar Center LLC | Boseman Center Solar, LLC |  | 36.0081 | -77.81 | Rocky Mount | Nash | North Carolina | 27804 | Gold Rock Road | 5 | 5 | Solar | Solar | 0 | 0 | 0 | 0 | 0 | 0 | 0 | 5 | 0 | 0 | 0 | 0 | EIA-860, EIA-860M and EIA-923 | 201603
Estados Unidos | Flemming Solar Center LLC | Flemming Solar Center, LLC |  | 35.6689 | -77.3839 | Greenville | Pitt | North Carolina | 27834 | Flemming School Road | 5 | 5 | Solar | Solar | 0 | 0 | 0 | 0 | 0 | 0 | 0 | 5 | 0 | 0 | 0 | 0 | EIA-860, EIA-860M and EIA-923 | 201603
Estados Unidos | Littlefield Solar Center LLC | Heelstone Energy Holdings, LLC |  | 35.4339 | -77.4381 | Ayden | Pitt | North Carolina | 28513 | 192 W. Littlefield Road | 5 | 5 | Solar | Solar | 0 | 0 | 0 | 0 | 0 | 0 | 0 | 5 | 0 | 0 | 0 | 0 | EIA-860, EIA-860M and EIA-923 | 201603
Estados Unidos | Rams Horn Solar Center LLC | Rams Horn Solar Center, LLC |  | 35.64 | -77.3161 | Greenville | Pitt | North Carolina | 27834 | 1229 Rams Horn Road | 5 | 5 | Solar | Solar | 0 | 0 | 0 | 0 | 0 | 0 | 0 | 5 | 0 | 0 | 0 | 0 | EIA-860, EIA-860M and EIA-923 | 201603
Estados Unidos | Upchurch Solar Center LLC | Upchurch Solar Center, LLC |  | 35.7819 | -77.8839 | Elm City | Wilson | North Carolina | 27822 | 4468 Upchurch Road | 5 | 5 | Solar | Solar | 0 | 0 | 0 | 0 | 0 | 0 | 0 | 5 | 0 | 0 | 0 | 0 | EIA-860, EIA-860M and EIA-923 | 201603
Estados Unidos | Shasta Solar Farm | Ignite Solar Holdings LLC |  | 41.0314 | -121.423 | Fall River Mills | Shasta | California | 96026 | 43666 State Highway 299 East | 3 | 3 | Solar | Solar | 0 | 0 | 0 | 0 | 0 | 0 | 0 | 3 | 0 | 0 | 0 | 0 | EIA-860, EIA-860M and EIA-923 | 201603
Estados Unidos | Millville City Sewer Auth WTP | Millville City Sewer Auth WTP |  | 39.3764 | -75.0331 | Millville | Cumberland | New Jersey | 08332 | 355 Fowser Road | 1.5 | 1.5 | Solar | Solar | 0 | 0 | 0 | 0 | 0 | 0 | 0 | 1.5 | 0 | 0 | 0 | 0 | EIA-860, EIA-860M and EIA-923 | 201603
Estados Unidos | Sheldon Solar | Enel Green Power NA, Inc. |  | 44.9106 | -72.9794 | Sheldon Springs | Franklin | Vermont | 05485 | 121 Heather Lane | 2.3 | 2.3 | Solar | Solar | 0 | 0 | 0 | 0 | 0 | 0 | 0 | 2.3 | 0 | 0 | 0 | 0 | EIA-860, EIA-860M and EIA-923 | 201603
Estados Unidos | Apple One | Apple One LLC |  | 35.6294 | -81.1569 | Newton | Catawba | North Carolina | 28658 | Woodstone Drive | 5 | 5 | Solar | Solar | 0 | 0 | 0 | 0 | 0 | 0 | 0 | 5 | 0 | 0 | 0 | 0 | EIA-860, EIA-860M and EIA-923 | 201603
Estados Unidos | Cross Winds Energy Park | Consumers Energy Co |  | 43.6103 | -83.4856 | Unionville | Tuscola | Michigan | 48767 | 3741 West Hoppe Rd | 21.8 | 21.8 | Eólica | Eólica | 0 | 0 | 0 | 0 | 0 | 0 | 0 | 0 | 21.8 | 0 | 0 | 0 | EIA-860, EIA-860M and EIA-923 | 201603
Estados Unidos | Redcrest Solar Farm | Sustainable Power Group, LLC |  | 35.3219 | -118.813 | Edison | Kern | California | 93307 | 3562 Tower Line Road | 16.6 | 16.6 | Solar | Solar | 0 | 0 | 0 | 0 | 0 | 0 | 0 | 16.6 | 0 | 0 | 0 | 0 | EIA-860, EIA-860M and EIA-923 | 201603
Estados Unidos | Cogenra - TEP | Washington Gas Energy Systems |  | 32.1019 | -110.813 | Tucson | Pima | Arizona | 85747 | 8410 S. Rita Road | 1 | 1 | Solar | Solar | 0 | 0 | 0 | 0 | 0 | 0 | 0 | 1 | 0 | 0 | 0 | 0 | EIA-860, EIA-860M and EIA-923 | 201603
Estados Unidos | Red Horse 2 | Red Horse 2 |  | 32.2861 | -110.088 | Willcox | Cochise | Arizona | 85643 | 5529 N. Muleshoe Rd. | 81 | 81 | Solar | Solar | 0 | 0 | 0 | 0 | 0 | 0 | 0 | 51 | 30 | 0 | 0 | 0 | EIA-860, EIA-860M and EIA-923 | 201603
Estados Unidos | Richland Center Renewable Energy LLC | Richland Center Renewable Energy LLC |  | 43.3144 | -90.3731 | Richland Center | Richland | Wisconsin | 53581 | 26783 Highway 00 | 1.6 | 1.6 | Biomasa | Biomasa | 0 | 0 | 0 | 0 | 0 | 0 | 0 | 0 | 0 | 0 | 1.6 | 0 | EIA-860, EIA-860M and EIA-923 | 201603
Estados Unidos | Lakeswind Power Partners | Lakeswind Power Partners |  | 46.7181 | -96.2119 | Pelican Rapids | Clay | Minnesota | 56572 | 29040 120th Ave. S. | 50 | 50 | Eólica | Eólica | 0 | 0 | 0 | 0 | 0 | 0 | 0 | 0 | 50 | 0 | 0 | 0 | EIA-860, EIA-860M and EIA-923 | 201603
Estados Unidos | Keechi Wind | Enbridge |  | 33.1431 | -98.1611 | Jacksboro | Jack | Texas | 76458 | 3601 FM 4 | 110 | 110 | Eólica | Eólica | 0 | 0 | 0 | 0 | 0 | 0 | 0 | 0 | 110 | 0 | 0 | 0 | EIA-860, EIA-860M and EIA-923 | 201603
Estados Unidos | Sudbury Landfill | Solar Sudbury One LF LLC |  | 42.3639 | -71.385 | Sudbury | Middlesex | Massachusetts | 01776 | 20 Boston Post Road | 1.3 | 1.3 | Solar | Solar | 0 | 0 | 0 | 0 | 0 | 0 | 0 | 1.3 | 0 | 0 | 0 | 0 | EIA-860, EIA-860M and EIA-923 | 201603
Estados Unidos | Kenansville Solar Farm, LLC | Heelstone Energy Holdings, LLC |  | 34.97 | -77.9761 | Kenansville | Duplin | North Carolina | 28349 | 328 Bowdens Road | 4.5 | 4.5 | Solar | Solar | 0 | 0 | 0 | 0 | 0 | 0 | 0 | 4.5 | 0 | 0 | 0 | 0 | EIA-860, EIA-860M and EIA-923 | 201603
Estados Unidos | Gato Montes Solar, LLC | Gato Montes Solar, LLC |  | 32.1028 | -110.82 | Tucson | Pima | Arizona | 85747 | 9070 South Rita Road | 5 | 5 | Solar | Solar | 0 | 0 | 0 | 0 | 0 | 0 | 0 | 5 | 0 | 0 | 0 | 0 | EIA-860, EIA-860M and EIA-923 | 201603
Estados Unidos | Bethel Price Solar, LLC | Bethel Price Solar, LLC |  | 35.7947 | -77.3811 | Bethel | Pitt | North Carolina | 27812 | 227 Price Road | 5 | 5 | Solar | Solar | 0 | 0 | 0 | 0 | 0 | 0 | 0 | 5 | 0 | 0 | 0 | 0 | EIA-860, EIA-860M and EIA-923 | 201603
Estados Unidos | Dogwood Solar, LLC | Dogwood Solar, LLC |  | 36.125 | -77.4092 | Scotland Neck | Halifax | North Carolina | 27874 | 34880 Highway 903 | 20 | 20 | Solar | Solar | 0 | 0 | 0 | 0 | 0 | 0 | 0 | 20 | 0 | 0 | 0 | 0 | EIA-860, EIA-860M and EIA-923 | 201603
Estados Unidos | Washington Airport Solar LLC | Washington Airport Solar, LLC |  | 35.5653 | -77.0536 | Washington | Beaufort | North Carolina | 27889 | 398 Minuteman Lane | 5 | 5 | Solar | Solar | 0 | 0 | 0 | 0 | 0 | 0 | 0 | 5 | 0 | 0 | 0 | 0 | EIA-860, EIA-860M and EIA-923 | 201603
Estados Unidos | Washington Millfield Solar, LLC | Washington Millfield Solar, LLC |  | 35.4994 | -76.8336 | Bath | Beaufort | North Carolina | 27808 | 40 Millfield Road | 5 | 5 | Solar | Solar | 0 | 0 | 0 | 0 | 0 | 0 | 0 | 5 | 0 | 0 | 0 | 0 | EIA-860, EIA-860M and EIA-923 | 201603
Estados Unidos | Windsor Cooper HIill Solar, LLC | Windsor Cooper Hill Solar, LLC |  | 35.9819 | -76.9178 | Windsor | Bertie | North Carolina | 27983 | 159-D Cooper Hill Road | 5 | 5 | Solar | Solar | 0 | 0 | 0 | 0 | 0 | 0 | 0 | 5 | 0 | 0 | 0 | 0 | EIA-860, EIA-860M and EIA-923 | 201603
Estados Unidos | Warsaw Farm | Duke Energy Progress - (NC) |  | 35.0056 | -78.1258 | Warsaw | Duplin | North Carolina | 28398 | 755 Penny Branch Rd | 28.6 | 28.6 | Solar | Solar | 0 | 0 | 0 | 0 | 0 | 0 | 0 | 28.6 | 0 | 0 | 0 | 0 | EIA-860, EIA-860M and EIA-923 | 201603
Estados Unidos | Castalia Solar | Castalia Solar LLC |  | 36 | -77.7833 | Castalia | Nash | North Carolina | 27816 | 10677 N Carolina 58 | 2 | 2 | Solar | Solar | 0 | 0 | 0 | 0 | 0 | 0 | 0 | 2 | 0 | 0 | 0 | 0 | EIA-860, EIA-860M and EIA-923 | 201603
Estados Unidos | Oakboro Farm | Oakboro Farm LLC |  | 34.7958 | -79.5383 | Laurinburg | Scotland | North Carolina | 28352 | 17008 Springs Mill Rd | 5 | 5 | Solar | Solar | 0 | 0 | 0 | 0 | 0 | 0 | 0 | 5 | 0 | 0 | 0 | 0 | EIA-860, EIA-860M and EIA-923 | 201603
Estados Unidos | McKenzie Farm | McKenzie Farm LLC |  | 34.3239 | -78.6919 | Whiteville | Columbus | North Carolina | 28427 | 522 Fitter Hill Rd | 5 | 5 | Solar | Solar | 0 | 0 | 0 | 0 | 0 | 0 | 0 | 5 | 0 | 0 | 0 | 0 | EIA-860, EIA-860M and EIA-923 | 201603
Estados Unidos | Nash 58 Farm | Nash 58 Farm LLC |  | 36.0472 | -78.0308 | Nashville | Nash | North Carolina | 27856 | 6657 North NC 58 | 5 | 5 | Solar | Solar | 0 | 0 | 0 | 0 | 0 | 0 | 0 | 5 | 0 | 0 | 0 | 0 | EIA-860, EIA-860M and EIA-923 | 201603
Estados Unidos | Nash 64 Farm | Nash 64 Farm LLC |  | 35.9494 | -78.0925 | Spring Hope | Nash | North Carolina | 27882 | Rockwool St | 5 | 5 | Solar | Solar | 0 | 0 | 0 | 0 | 0 | 0 | 0 | 5 | 0 | 0 | 0 | 0 | EIA-860, EIA-860M and EIA-923 | 201603
Estados Unidos | Pate Farm | Pate Farm LLC |  | 34.8167 | -79.1994 | Red Springs | Robeson | North Carolina | 28377 | 40 Milk Dairy Rd | 5 | 5 | Solar | Solar | 0 | 0 | 0 | 0 | 0 | 0 | 0 | 5 | 0 | 0 | 0 | 0 | EIA-860, EIA-860M and EIA-923 | 201603
Estados Unidos | Erwin Farm | Erwin Farm LLC |  | 35.3333 | -78.6614 | Erwin | Harnett | North Carolina | 28339 | 311 Erwin Access Rd | 5 | 5 | Solar | Solar | 0 | 0 | 0 | 0 | 0 | 0 | 0 | 5 | 0 | 0 | 0 | 0 | EIA-860, EIA-860M and EIA-923 | 201603
Estados Unidos | Sigmon Catawba Farm | Sigmon Catawba Farm LLC |  | 35.6122 | -81.2433 | Newton | Catawba | North Carolina | 28658 | 2685 Sigmon Dairy Rd | 5 | 5 | Solar | Solar | 0 | 0 | 0 | 0 | 0 | 0 | 0 | 5 | 0 | 0 | 0 | 0 | EIA-860, EIA-860M and EIA-923 | 201603
Estados Unidos | Wagstaff Farm 1 | Wagstaff Farm LLC |  | 36.4586 | -78.9567 | Roxboro | Person | North Carolina | 27574 | 945 Woodsdale Rd | 5 | 5 | Solar | Solar | 0 | 0 | 0 | 0 | 0 | 0 | 0 | 5 | 0 | 0 | 0 | 0 | EIA-860, EIA-860M and EIA-923 | 201603
Estados Unidos | Waco Farm | Waco Farm LLC |  | 35.3522 | -81.4261 | Waco | Cleveland | North Carolina | 28169 | 399 Devenny Street | 5 | 5 | Solar | Solar | 0 | 0 | 0 | 0 | 0 | 0 | 0 | 5 | 0 | 0 | 0 | 0 | EIA-860, EIA-860M and EIA-923 | 201603
Estados Unidos | Sunfish Farm | Sunfish Farm LLC |  | 35.5581 | -78.7358 | Willow Spring | Wake | North Carolina | 27592 | 8300 Kennebec Rd | 5 | 5 | Solar | Solar | 0 | 0 | 0 | 0 | 0 | 0 | 0 | 5 | 0 | 0 | 0 | 0 | EIA-860, EIA-860M and EIA-923 | 201603
Estados Unidos | Reventure Park | Clean Energy LLC |  | 35.2944 | -80.9989 | Charlotte | Mecklenburg | North Carolina | 28214 | 11701 Mt. Holly Rd | 3.5 | 3.5 | Biomasa | Biomasa | 0 | 0 | 0 | 0 | 0 | 0 | 0 | 0 | 0 | 0 | 3.5 | 0 | EIA-860, EIA-860M and EIA-923 | 201603
Estados Unidos | Garrell Solar Farm | Garrell Solar Farm LLC |  | 34.3253 | -78.7931 | Chadbourn | Columbus | North Carolina | 28341 | 2681 Georgia Pacific Rd | 5 | 5 | Solar | Solar | 0 | 0 | 0 | 0 | 0 | 0 | 0 | 5 | 0 | 0 | 0 | 0 | EIA-860, EIA-860M and EIA-923 | 201603
Estados Unidos | Angier Farm | Angier Farm LLC |  | 35.5164 | -78.75 | Angier | Harnett | North Carolina | 27501 | 601 Rawls Church Rd | 5 | 5 | Solar | Solar | 0 | 0 | 0 | 0 | 0 | 0 | 0 | 5 | 0 | 0 | 0 | 0 | EIA-860, EIA-860M and EIA-923 | 201603
Estados Unidos | Bladenboro Farm | Blandenboro Farm LLC |  | 34.535 | -78.8131 | Bladenboro | Bladen | North Carolina | 28320 | 700 Forrest Drive | 5 | 5 | Solar | Solar | 0 | 0 | 0 | 0 | 0 | 0 | 0 | 5 | 0 | 0 | 0 | 0 | EIA-860, EIA-860M and EIA-923 | 201603
Estados Unidos | Berkley East Solar LLC | Berkley East Solar, LLC |  | 41.8239 | -71.0414 | Berkley | Bristol | Massachusetts | 02779 | 2 Myricks Street | 2.9 | 2.9 | Solar | Solar | 0 | 0 | 0 | 0 | 0 | 0 | 0 | 2.9 | 0 | 0 | 0 | 0 | EIA-860, EIA-860M and EIA-923 | 201603
Estados Unidos | Bison 4 Wind Energy Center | ALLETE, Inc. |  | 46.98 | -101.555 | New Salem | Morton | North Dakota | 58563 | 5198 30th St. | 205 | 205 | Eólica | Eólica | 0 | 0 | 0 | 0 | 0 | 0 | 0 | 0 | 205 | 0 | 0 | 0 | EIA-860, EIA-860M and EIA-923 | 201603
Estados Unidos | Stuyvesant Falls | Albany Engineering Corporation |  | 42.3514 | -73.7339 | Stuyvesant | Columbia | New York | 12173 | 27 County Route 25A | 4 | 4 | Hidroeléctrica | Hidroeléctrica | 0 | 0 | 0 | 0 | 4 | 0 | 0 | 0 | 0 | 0 | 0 | 0 | EIA-860, EIA-860M and EIA-923 | 201603
Estados Unidos | Dement Farm LLC | Heelstone Energy Holdings, LLC |  | 36.27 | -78.3483 | Henderson | Vance | North Carolina | 27537 | 5393 NC 39 | 4.9 | 4.9 | Solar | Solar | 0 | 0 | 0 | 0 | 0 | 0 | 0 | 4.9 | 0 | 0 | 0 | 0 | EIA-860, EIA-860M and EIA-923 | 201603
Estados Unidos | Kinsley Landfill Solar | Public Service Elec & Gas Co |  | 39.7933 | -75.1064 | Sewell | Gloucester | New Jersey | 08080 | 2025 Delsea Drive | 8.6 | 8.6 | Solar | Solar | 0 | 0 | 0 | 0 | 0 | 0 | 0 | 8.6 | 0 | 0 | 0 | 0 | EIA-860, EIA-860M and EIA-923 | 201603
Estados Unidos | Duplin Solar LLC | Heelstone Energy Holdings, LLC |  | 35.0119 | -78.0783 | Warsaw | Duplin | North Carolina | 28398 | 181 Revelle Rd | 4.9 | 4.9 | Solar | Solar | 0 | 0 | 0 | 0 | 0 | 0 | 0 | 4.9 | 0 | 0 | 0 | 0 | EIA-860, EIA-860M and EIA-923 | 201603
Estados Unidos | North Carolina Solar III LLC | Heelstone Energy Holdings, LLC |  | 34.7667 | -79.5597 | Gibson | Scotland | North Carolina | 28343 | 8621 Gibson Rd | 4.9 | 4.9 | Solar | Solar | 0 | 0 | 0 | 0 | 0 | 0 | 0 | 4.9 | 0 | 0 | 0 | 0 | EIA-860, EIA-860M and EIA-923 | 201603
Estados Unidos | County College of Morris | Sunlight General Morris Solar LLC |  | 40.8567 | -74.5814 | Randolph | Morris | New Jersey | 07869 | 214 Center Grove Rd | 2.9 | 2.9 | Solar | Solar | 0 | 0 | 0 | 0 | 0 | 0 | 0 | 2.9 | 0 | 0 | 0 | 0 | EIA-860, EIA-860M and EIA-923 | 201603
Estados Unidos | Mercer County Community College | Sunlight General Mercer Solar LLC |  | 40.2558 | -74.6453 | West Windsor | Mercer | New Jersey | 08550 | 1200 Old Trenton Rd | 7.5 | 7.5 | Solar | Solar | 0 | 0 | 0 | 0 | 0 | 0 | 0 | 7.5 | 0 | 0 | 0 | 0 | EIA-860, EIA-860M and EIA-923 | 201603
Estados Unidos | Highland Wind Project (IA) | MidAmerican Energy Co |  | 43.0803 | -95.6561 | Primghar | O'Brien | Iowa | 51245 | TBD | 459.4 | 459.4 | Eólica | Eólica | 0 | 0 | 0 | 0 | 0 | 0 | 0 | 0 | 459.4 | 0 | 0 | 0 | EIA-860, EIA-860M and EIA-923 | 201603
Estados Unidos | Lundgren Wind Project | MidAmerican Energy Co |  | 42.3347 | -94.1708 | Otho | Webster | Iowa | 50569 | 2112 250th St | 251 | 251 | Eólica | Eólica | 0 | 0 | 0 | 0 | 0 | 0 | 0 | 0 | 251 | 0 | 0 | 0 | EIA-860, EIA-860M and EIA-923 | 201603
Estados Unidos | Macksburg Wind Project | MidAmerican Energy Co |  | 41.2092 | -94.1036 | Macksburg | Madison | Iowa | 50155 | 310 E North St. | 119.6 | 119.6 | Eólica | Eólica | 0 | 0 | 0 | 0 | 0 | 0 | 0 | 0 | 119.6 | 0 | 0 | 0 | EIA-860, EIA-860M and EIA-923 | 201603
Estados Unidos | Wellsburg Wind Project | MidAmerican Energy Co |  | 42.3908 | -92.9667 | Wellsburg | Grundy | Iowa | 50680 | 15087 205th St. | 140.8 | 140.8 | Eólica | Eólica | 0 | 0 | 0 | 0 | 0 | 0 | 0 | 0 | 140.8 | 0 | 0 | 0 | EIA-860, EIA-860M and EIA-923 | 201603
Estados Unidos | Com Adam 1WF-1 | FPC Services Inc. |  | 41.6603 | -89.2497 | Sublette | Lee | Illinois | 61367 | 1973 Tower Rd | 5 | 5 | Eólica | Eólica | 0 | 0 | 0 | 0 | 0 | 0 | 0 | 0 | 5 | 0 | 0 | 0 | EIA-860, EIA-860M and EIA-923 | 201603
Estados Unidos | ASTI | Perpetual Energy Systems |  | 38.7614 | -122.975 | Cloverdale | Sonoma | California | 95427 | 26150 Asti Rd | 1 | 1 | Solar | Solar | 0 | 0 | 0 | 0 | 0 | 0 | 0 | 1 | 0 | 0 | 0 | 0 | EIA-860, EIA-860M and EIA-923 | 201603
Estados Unidos | Beringer | Perpetual Energy Systems |  | 38.5108 | -122.48 | Saint Helena | Sonoma | California | 94574 | 2000 Main Street | 1.1 | 1.1 | Solar | Solar | 0 | 0 | 0 | 0 | 0 | 0 | 0 | 1.1 | 0 | 0 | 0 | 0 | EIA-860, EIA-860M and EIA-923 | 201603
Estados Unidos | Big Turtle Wind Farm, LLC | Heritage Garden Wind Farm I LLC |  | 43.8508 | -82.7825 | Harbor Beach | Huron | Michigan | 48441 | 1717 N. Minden Road | 20 | 20 | Eólica | Eólica | 0 | 0 | 0 | 0 | 0 | 0 | 0 | 0 | 20 | 0 | 0 | 0 | EIA-860, EIA-860M and EIA-923 | 201603
Estados Unidos | Camilla Solar Plant | Origis Energy USA, Inc |  | 31.1839 | -84.1319 | Pelham | Mitchell | Georgia | 31779 | 3010 Mount Zion Church Road | 16 | 16 | Solar | Solar | 0 | 0 | 0 | 0 | 0 | 0 | 0 | 16 | 0 | 0 | 0 | 0 | EIA-860, EIA-860M and EIA-923 | 201603
Estados Unidos | Camp Solar Plant | Origis Energy USA, Inc |  | 32.9647 | -84.5439 | Woodbury | Meriwether | Georgia | 30293 | 1763 River Cove Road | 2.4 | 2.4 | Solar | Solar | 0 | 0 | 0 | 0 | 0 | 0 | 0 | 2.4 | 0 | 0 | 0 | 0 | EIA-860, EIA-860M and EIA-923 | 201603
Estados Unidos | Patriots Stadium | Sunlight General Somerset Solar LLC |  | 40.5606 | -74.5514 | Bridgewater | Somerset | New Jersey | 08807 | 860 East Main St | 1 | 1 | Solar | Solar | 0 | 0 | 0 | 0 | 0 | 0 | 0 | 1 | 0 | 0 | 0 | 0 | EIA-860, EIA-860M and EIA-923 | 201603
Estados Unidos | Pilot Hill Wind Farm | EDF Renewable Asset Holdings, Inc. |  | 40.9992 | -88.0562 | Herscher | Kankakee | Illinois | 60901 | 8753 W 8000 South Rd. | 175 | 175 | Eólica | Eólica | 0 | 0 | 0 | 0 | 0 | 0 | 0 | 0 | 175 | 0 | 0 | 0 | EIA-860, EIA-860M and EIA-923 | 201603
Estados Unidos | Balko Wind LLC | Balko Wind LLC |  | 36.5181 | -100.847 | Balko | Beaver | Oklahoma | 73931 |  | 299.7 | 299.7 | Eólica | Eólica | 0 | 0 | 0 | 0 | 0 | 0 | 0 | 0 | 299.7 | 0 | 0 | 0 | EIA-860, EIA-860M and EIA-923 | 201603
Estados Unidos | Tri-County Water Hydropower Project | Tri-County Water Conservancy District |  | 38.2392 | -107.758 | Ridgway | Ouray | Colorado | 81401 | 31297 Highway 550 | 8 | 8 | Hidroeléctrica | Hidroeléctrica | 0 | 0 | 0 | 0 | 8 | 0 | 0 | 0 | 0 | 0 | 0 | 0 | EIA-860, EIA-860M and EIA-923 | 201603
Estados Unidos | Kingfisher Wind LLC | Kingfisher Wind LLC |  | 35.7703 | -97.7997 | Kingfisher | Kingfisher | Oklahoma | 73750 |  | 298 | 298 | Eólica | Eólica | 0 | 0 | 0 | 0 | 0 | 0 | 0 | 0 | 298 | 0 | 0 | 0 | EIA-860, EIA-860M and EIA-923 | 201603
Estados Unidos | Fourmile Ridge | Fourmile Wind Energy, LLC |  | 39.6411 | -79.0111 | Frostburg | Garrett | Maryland | 21532 | 1114 Frostburg Rd | 40 | 40 | Eólica | Eólica | 0 | 0 | 0 | 0 | 0 | 0 | 0 | 0 | 40 | 0 | 0 | 0 | EIA-860, EIA-860M and EIA-923 | 201603
Estados Unidos | Valley Center 1 | Sol Orchard San Diego 22 LLC |  | 33.2342 | -117.002 | Valley Center | San Diego | California | 92082 | 15155 Vesper Road | 2.5 | 2.5 | Solar | Solar | 0 | 0 | 0 | 0 | 0 | 0 | 0 | 2.5 | 0 | 0 | 0 | 0 | EIA-860, EIA-860M and EIA-923 | 201603
Estados Unidos | Valley Center 2 | Sol Orchard San Diego 23 LLC |  | 33.2342 | -117.002 | Valley Center | San Diego | California | 92082 | 15155 Vesper Road | 5 | 5 | Solar | Solar | 0 | 0 | 0 | 0 | 0 | 0 | 0 | 5 | 0 | 0 | 0 | 0 | EIA-860, EIA-860M and EIA-923 | 201603
Estados Unidos | Beebe 1B | Beebe 1B Renewable Energy, LLC |  | 43.2569 | -84.4997 | Ithaca | Gratiot | Michigan | 48847 | 5176 E Pierce Rd | 50.4 | 50.4 | Eólica | Eólica | 0 | 0 | 0 | 0 | 0 | 0 | 0 | 0 | 50.4 | 0 | 0 | 0 | EIA-860, EIA-860M and EIA-923 | 201603
Estados Unidos | Ramona 1 | Sol Orchard San Diego 20 LLC |  | 33.0122 | -116.875 | Ramona | San Diego | California | 92065 | 1650 Warnock Drive | 2 | 2 | Solar | Solar | 0 | 0 | 0 | 0 | 0 | 0 | 0 | 2 | 0 | 0 | 0 | 0 | EIA-860, EIA-860M and EIA-923 | 201603
Estados Unidos | Ramona 2 | Sol Orchard San Diego 21 LLC |  | 33.0122 | -116.875 | Ramona | San Diego | California | 92065 | 1650 Warnock Drive | 5 | 5 | Solar | Solar | 0 | 0 | 0 | 0 | 0 | 0 | 0 | 5 | 0 | 0 | 0 | 0 | EIA-860, EIA-860M and EIA-923 | 201603
Estados Unidos | Santa Fe Springs Rooftop Solar BLDG M | Golden Springs Development Company LLC |  | 33.9108 | -118.044 | Santa Fe Springs | Los Angeles | California | 90670 | 13300 Carmenita Road | 1.8 | 1.8 | Solar | Solar | 0 | 0 | 0 | 0 | 0 | 0 | 0 | 1.8 | 0 | 0 | 0 | 0 | EIA-860, EIA-860M and EIA-923 | 201603
Estados Unidos | Santa Fe Springs Rooftop Solar BLDG H | Golden Springs Development Company LLC |  | 33.9108 | -118.044 | Santa Fe Springs | Los Angeles | California | 90670 | 13220 Orden Drive | 1.5 | 1.5 | Solar | Solar | 0 | 0 | 0 | 0 | 0 | 0 | 0 | 1.5 | 0 | 0 | 0 | 0 | EIA-860, EIA-860M and EIA-923 | 201603
Estados Unidos | Copper Mountain Solar 3 | Copper Mountain Solar 3, LLC |  | 35.8894 | -114.958 | Boulder City | Clark | Nevada | 89006 | 15301 Hwy US 95 South | 255 | 255 | Solar | Solar | 0 | 0 | 0 | 0 | 0 | 0 | 0 | 255 | 0 | 0 | 0 | 0 | EIA-860, EIA-860M and EIA-923 | 201603
Estados Unidos | Tioga Solar Morris County 1 LLC | Sustainable Power Group, LLC |  | 40.8153 | -74.4758 | Morristown | Morris | New Jersey | 07960 | 161 East Hannover Ave | 1 | 1 | Solar | Solar | 0 | 0 | 0 | 0 | 0 | 0 | 0 | 1 | 0 | 0 | 0 | 0 | EIA-860, EIA-860M and EIA-923 | 201603
Estados Unidos | 2081 Terzian Solar Project | Pristine Sun LLC |  | 36.67 | -119.416 | Reedley | Fresno | California | 93654 | 4735 South Englehart Ave | 1.2 | 1.2 | Solar | Solar | 0 | 0 | 0 | 0 | 0 | 0 | 0 | 1.2 | 0 | 0 | 0 | 0 | EIA-860, EIA-860M and EIA-923 | 201603
Estados Unidos | 2127 Harris Solar Project | Pristine Sun LLC |  | 39.2917 | -121.67 | Live Oak | Butte | California | 95953 | 11160 Hampton Road | 1.3 | 1.3 | Solar | Solar | 0 | 0 | 0 | 0 | 0 | 0 | 0 | 1.3 | 0 | 0 | 0 | 0 | EIA-860, EIA-860M and EIA-923 | 201603
Estados Unidos | 2097 Helton Solar Project | Pristine Sun LLC |  | 37.3522 | -120.507 | Merced | Merced | California | 95348 | 1219 West Tahoe Street | 1.5 | 1.5 | Solar | Solar | 0 | 0 | 0 | 0 | 0 | 0 | 0 | 1.5 | 0 | 0 | 0 | 0 | EIA-860, EIA-860M and EIA-923 | 201603
Estados Unidos | Napoleon Biogas | CH4 Biogas LLC |  | 41.3556 | -84.1025 | Napoleon | Henry | Ohio | 43545 | 12329 County Road P-3 | 2.4 | 2.4 | Biomasa | Biomasa | 0 | 0 | 0 | 0 | 0 | 0 | 0 | 0 | 0 | 0 | 2.4 | 0 | EIA-860, EIA-860M and EIA-923 | 201603
Estados Unidos | Story City Wind Project | Hamilton Wind Energy LLC |  | 42.2081 | -93.5994 | Story City | Story | Iowa | 50248 | 55090 100th Street | 1.5 | 1.5 | Eólica | Eólica | 0 | 0 | 0 | 0 | 0 | 0 | 0 | 0 | 1.5 | 0 | 0 | 0 | EIA-860, EIA-860M and EIA-923 | 201603
Estados Unidos | Traer Wind Project | Norsemen Wind Energy, LLC |  | 42.1614 | -92.4425 | Traer | Tama | Iowa | 50675 | 1937 QQ Ave | 1.5 | 1.5 | Eólica | Eólica | 0 | 0 | 0 | 0 | 0 | 0 | 0 | 0 | 1.5 | 0 | 0 | 0 | EIA-860, EIA-860M and EIA-923 | 201603
Estados Unidos | Integrys MA Solar, LLC - Ashburnham Site | Integrys MA Solar, LLC |  | 42.5994 | -71.9419 | Ashburnham | Worcester | Massachusetts | 01430 | 60 Murray Road | 2.9 | 2.9 | Solar | Solar | 0 | 0 | 0 | 0 | 0 | 0 | 0 | 2.9 | 0 | 0 | 0 | 0 | EIA-860, EIA-860M and EIA-923 | 201603
Estados Unidos | Open View Solar Farm | Cross Pollination Inc |  | 44.1394 | -73.2039 | New Haven | Addison | Vermont | 05472 | 7263 Ethan Allen Highway | 1.9 | 1.9 | Solar | Solar | 0 | 0 | 0 | 0 | 0 | 0 | 0 | 1.9 | 0 | 0 | 0 | 0 | EIA-860, EIA-860M and EIA-923 | 201603
Estados Unidos | Walpole Solar 2 | Walpole Solar 2, LLC |  | 42.1172 | -71.2658 | Walpole | Norfolk | Massachusetts | 02081 | 33 Industrial Road | 2.4 | 2.4 | Solar | Solar | 0 | 0 | 0 | 0 | 0 | 0 | 0 | 2.4 | 0 | 0 | 0 | 0 | EIA-860, EIA-860M and EIA-923 | 201603
Estados Unidos | Gardner Solar 1 | Gardner Solar 1, LLC |  | 42.5864 | -72.0308 | Gardner | Worcester | Massachusetts | 01440 | 760 West Street | 2 | 2 | Solar | Solar | 0 | 0 | 0 | 0 | 0 | 0 | 0 | 2 | 0 | 0 | 0 | 0 | EIA-860, EIA-860M and EIA-923 | 201603
Estados Unidos | Origin Wind | Enel Green Power NA, Inc. |  | 34.4461 | -97.2697 | Hennepin | Murray | Oklahoma | 73444 | 1593 Indian Road | 150 | 150 | Eólica | Eólica | 0 | 0 | 0 | 0 | 0 | 0 | 0 | 0 | 150 | 0 | 0 | 0 | EIA-860, EIA-860M and EIA-923 | 201603
Estados Unidos | Anderson Wind I | BayWa r.e Wind LLC |  | 33.0294 | -103.856 | Hagerman | Chaves | New Mexico | 88232 | 3643 Aberdeen Road | 5 | 5 | Eólica | Eólica | 0 | 0 | 0 | 0 | 0 | 0 | 0 | 0 | 5 | 0 | 0 | 0 | EIA-860, EIA-860M and EIA-923 | 201603
Estados Unidos | Anderson Wind II | BayWa r.e Wind LLC |  | 33.0139 | -103.865 | Hagerman | Chaves | New Mexico | 88232 | 3643 Aberdeen Road | 10 | 10 | Eólica | Eólica | 0 | 0 | 0 | 0 | 0 | 0 | 0 | 0 | 10 | 0 | 0 | 0 | EIA-860, EIA-860M and EIA-923 | 201603
Estados Unidos | Rockville Solar I LLC | Rockville Solar I LLC |  | 39.7631 | -86.3011 | Indianapolis | Marion | Indiana | 46231 | 7601 Rockville Road | 2.8 | 2.8 | Solar | Solar | 0 | 0 | 0 | 0 | 0 | 0 | 0 | 2.8 | 0 | 0 | 0 | 0 | EIA-860, EIA-860M and EIA-923 | 201603
Estados Unidos | Halifax | HXOap Solar One, LLC |  | 36.4419 | -77.7114 | Roanoke Rapids | Halifax | North Carolina | 27879 | 460 Airport Road | 20 | 20 | Solar | Solar | 0 | 0 | 0 | 0 | 0 | 0 | 0 | 20 | 0 | 0 | 0 | 0 | EIA-860, EIA-860M and EIA-923 | 201603
Estados Unidos | Woodville Renewable Power Project | East Texas Electric Coop, Inc |  | 30.7483 | -94.4375 | Woodville | Tyler | Texas | 75979 | 1580 CR 1020 | 46.5 | 46.5 | Biomasa | Biomasa | 0 | 0 | 0 | 0 | 0 | 0 | 0 | 0 | 0 | 0 | 46.5 | 0 | EIA-860, EIA-860M and EIA-923 | 201603
Estados Unidos | Ameresco Dallas LLC | Ameresco Dallas LLC |  | 32.6486 | -96.6444 | Dallas | Dallas | Texas | 75253 | 10011 Log Cabin Road | 4.2 | 4.2 | Biomasa | Biomasa | 0 | 0 | 0 | 0 | 0 | 0 | 0 | 0 | 0 | 0 | 4.2 | 0 | EIA-860, EIA-860M and EIA-923 | 201603
Estados Unidos | Cloverdale Solar I | GLT Cloverdale Solar LLC |  | 38.7731 | -123.018 | Cloverdale | Sonoma | California | 95425 | 200 Kelley Rd | 1.5 | 1.5 | Solar | Solar | 0 | 0 | 0 | 0 | 0 | 0 | 0 | 1.5 | 0 | 0 | 0 | 0 | EIA-860, EIA-860M and EIA-923 | 201603
Estados Unidos | Dessie Solar Center LLC | Dessie Solar Center LLC |  | 34.3028 | -78.8358 | Chadbourn | Columbus | North Carolina | 28431 | 784 Dessie Rd | 4.8 | 4.8 | Solar | Solar | 0 | 0 | 0 | 0 | 0 | 0 | 0 | 4.8 | 0 | 0 | 0 | 0 | EIA-860, EIA-860M and EIA-923 | 201603
Estados Unidos | Rockville Solar II, LLC | Rockville Solar II, LLC |  | 39.7669 | -86.3 | Indianapolis | Marion | Indiana | 46214 | 7900 Rockville Road | 2.7 | 2.7 | Solar | Solar | 0 | 0 | 0 | 0 | 0 | 0 | 0 | 2.7 | 0 | 0 | 0 | 0 | EIA-860, EIA-860M and EIA-923 | 201603
Estados Unidos | Intel Folsom Phase 2 | SolarCity Corporation |  | 38.6436 | -121.164 | Folsom | Sacramento | California | 95360 | 1900 Prairie City Rd | 1 | 1 | Solar | Solar | 0 | 0 | 0 | 0 | 0 | 0 | 0 | 1 | 0 | 0 | 0 | 0 | EIA-860, EIA-860M and EIA-923 | 201603
Estados Unidos | BearPond Solar Center LLC | BearPond Solar Center LLC |  | 36.2761 | -78.3772 | Henderson | Vance | North Carolina | 27537 | 1589 BearPond Rd | 4.8 | 4.8 | Solar | Solar | 0 | 0 | 0 | 0 | 0 | 0 | 0 | 4.8 | 0 | 0 | 0 | 0 | EIA-860, EIA-860M and EIA-923 | 201603
Estados Unidos | Shankle Solar Center LLC | Shankle Solar Center LLC |  | 34.9439 | -79.1958 | Shannon | Hoke | North Carolina | 28386 | Shankle Rd | 4.8 | 4.8 | Solar | Solar | 0 | 0 | 0 | 0 | 0 | 0 | 0 | 4.8 | 0 | 0 | 0 | 0 | EIA-860, EIA-860M and EIA-923 | 201603
Estados Unidos | Graham Solar Center LLC | Graham Solar Center LLC |  | 34.3097 | -79.0144 | Fair Bluff | Columbus | North Carolina | 28439 | 431 Graham St | 4.8 | 4.8 | Solar | Solar | 0 | 0 | 0 | 0 | 0 | 0 | 0 | 4.8 | 0 | 0 | 0 | 0 | EIA-860, EIA-860M and EIA-923 | 201603
Estados Unidos | Camelot Wind LLC | Camelot Wind LLC |  | 41.9253 | -70.64 | Plymouth | Plymouth | Massachusetts | 02360 | Camelot Drive 125 Rear | 1.5 | 1.5 | Eólica | Eólica | 0 | 0 | 0 | 0 | 0 | 0 | 0 | 0 | 1.5 | 0 | 0 | 0 | EIA-860, EIA-860M and EIA-923 | 201603
Estados Unidos | Butler Solar Power Project | MC Power Companies Inc |  | 38.27 | -94.35 | Butler | Bates | Missouri | 64730 | 920 Enterprise Rd | 2.8 | 2.8 | Solar | Solar | 0 | 0 | 0 | 0 | 0 | 0 | 0 | 2.8 | 0 | 0 | 0 | 0 | EIA-860, EIA-860M and EIA-923 | 201603
Estados Unidos | Subregional Water Reclamation Facility | City of Santa Rosa |  | 38.3689 | -122.766 | Santa Rosa | Sonoma | California | 95407 | 4300 Llano Road | 4.4 | 4.4 | Biomasa | Biomasa | 0 | 0 | 0 | 0 | 0 | 0 | 0 | 0 | 0 | 0 | 4.4 | 0 | EIA-860, EIA-860M and EIA-923 | 201603
Estados Unidos | Oregon University System OIT Klamath Falls | SolarCity Corporation |  | 42.2542 | -121.785 | Klamath Falls | Klamath | Oregon | 97601 | 3201 Campus Drive | 2 | 2 | Solar | Solar | 0 | 0 | 0 | 0 | 0 | 0 | 0 | 2 | 0 | 0 | 0 | 0 | EIA-860, EIA-860M and EIA-923 | 201603
Estados Unidos | Las Virgenes Municipal Water District | SolarCity Corporation |  | 34.1361 | -118.702 | Calabasas | Los Angeles | California | 91302 | 4232 Las Virgenes Rd | 1 | 1 | Solar | Solar | 0 | 0 | 0 | 0 | 0 | 0 | 0 | 1 | 0 | 0 | 0 | 0 | EIA-860, EIA-860M and EIA-923 | 201603
Estados Unidos | Technology Drive Solar | WE 90 Technology Drive LLC |  | 42.8761 | -72.5658 | Brattleboro | Windham | Vermont | 05301 | 92 Technology Drive | 2 | 2 | Solar | Solar | 0 | 0 | 0 | 0 | 0 | 0 | 0 | 2 | 0 | 0 | 0 | 0 | EIA-860, EIA-860M and EIA-923 | 201603
Estados Unidos | Thunder Spirit Wind, LLC | Montana-Dakota Utilities Co |  | 46.075 | -102.563 | Hettinger | Adams | North Dakota | 58639 | 2nd Street NE | 107.5 | 107.5 | Eólica | Eólica | 0 | 0 | 0 | 0 | 0 | 0 | 0 | 0 | 107.5 | 0 | 0 | 0 | EIA-860, EIA-860M and EIA-923 | 201603
Estados Unidos | Fairfield Wind | Greenbacker Renewable Energy Corporation |  | 47.7233 | -111.965 | Fairfield | Teton | Montana | 59436 | 175 7th Rd NE | 10 | 10 | Eólica | Eólica | 0 | 0 | 0 | 0 | 0 | 0 | 0 | 0 | 10 | 0 | 0 | 0 | EIA-860, EIA-860M and EIA-923 | 201603
Estados Unidos | IDE 1 LLC | CH4 Power Inc |  | 42.7569 | -114.222 | Twin Falls | Jerome | Idaho | 83334 | 2800 N 4200 E | 2.4 | 2.4 | Biomasa | Biomasa | 0 | 0 | 0 | 0 | 0 | 0 | 0 | 0 | 0 | 0 | 2.4 | 0 | EIA-860, EIA-860M and EIA-923 | 201603
Estados Unidos | IDE 2 LLC | CH4 Power Inc |  | 42.7569 | -114.613 | Jerome | Jerome | Idaho | 83334 | 303 N County Line Road | 4.5 | 4.5 | Biomasa | Biomasa | 0 | 0 | 0 | 0 | 0 | 0 | 0 | 0 | 0 | 0 | 4.5 | 0 | EIA-860, EIA-860M and EIA-923 | 201603
Estados Unidos | IDE 3 LLC | CH4 Power Inc |  | 42.8661 | -114.793 | Gooding | Gooding | Idaho | 83330 | 2300 S 1500 E | 1.6 | 1.6 | Biomasa | Biomasa | 0 | 0 | 0 | 0 | 0 | 0 | 0 | 0 | 0 | 0 | 1.6 | 0 | EIA-860, EIA-860M and EIA-923 | 201603
Estados Unidos | IDE 4 LLC | CH4 Power Inc |  | 42.6825 | -114.628 | Jerome | Jerome | Idaho | 83338 | 2326 East 3600 | 3.3 | 3.3 | Biomasa | Biomasa | 0 | 0 | 0 | 0 | 0 | 0 | 0 | 0 | 0 | 0 | 3.3 | 0 | EIA-860, EIA-860M and EIA-923 | 201603
Estados Unidos | California Dairy Energy I LLC | CH4 Power Inc |  | 36.295 | -119.417 | Visalia | Tulare | California | 93277 | 6901 Avenue 280 | 3.3 | 3.3 | Biomasa | Biomasa | 0 | 0 | 0 | 0 | 0 | 0 | 0 | 0 | 0 | 0 | 3.3 | 0 | EIA-860, EIA-860M and EIA-923 | 201603
Estados Unidos | Fort Huachuca Solar PV Project | Tucson Electric Power Co |  | 31.5553 | -110.35 | Sierra Vista | Cochise | Arizona | 85613 | Kelsay Ave. Fort Huachuca Army | 13.6 | 13.6 | Solar | Solar | 0 | 0 | 0 | 0 | 0 | 0 | 0 | 13.6 | 0 | 0 | 0 | 0 | EIA-860, EIA-860M and EIA-923 | 201603
Estados Unidos | White River Solar 2 | Consolidated Edison Development Inc. |  | 35.8747 | -119.046 | Alpaugh | Tulare | California | 93201 | 4800 Road 50 | 19.8 | 19.8 | Solar | Solar | 0 | 0 | 0 | 0 | 0 | 0 | 0 | 19.8 | 0 | 0 | 0 | 0 | EIA-860, EIA-860M and EIA-923 | 201603
Estados Unidos | Whitman | Ketchikan Public Utilities |  | 55.3281 | -131.531 | Ketchikan | Ketchikan Gateway | Alaska | 99901 | 298 Powerhouse Road | 4.8 | 4.8 | Hidroeléctrica | Hidroeléctrica | 0 | 0 | 0 | 0 | 4.8 | 0 | 0 | 0 | 0 | 0 | 0 | 0 | EIA-860, EIA-860M and EIA-923 | 201603
Estados Unidos | Central Valley Ag Power | Central Valley Ag Power LLC |  | 37.7197 | -120.899 | Oakdale | Stanislaus | California | 95361 | 5509 Langworth Rd | 1.5 | 1.5 | Biomasa | Biomasa | 0 | 0 | 0 | 0 | 0 | 0 | 0 | 0 | 0 | 0 | 1.5 | 0 | EIA-860, EIA-860M and EIA-923 | 201603
Estados Unidos | Akron WRF | City of Akron |  | 41.1533 | -81.5689 | Akron | Summit | Ohio | 44313 | 2460 Akron Peninsula Rd | 1.8 | 1.8 | Biomasa | Biomasa | 0 | 0 | 0 | 0 | 0 | 0 | 0 | 0 | 0 | 0 | 1.8 | 0 | EIA-860, EIA-860M and EIA-923 | 201603
Estados Unidos | Broken Bow Wind II, LLC | Broken Bow Wind II, LLC |  | 41.3239 | -99.3231 | Broken Bow | Custer | Nebraska | 68822 | 80538 Round Valley Road | 73.1 | 73.1 | Eólica | Eólica | 0 | 0 | 0 | 0 | 0 | 0 | 0 | 0 | 73.1 | 0 | 0 | 0 | EIA-860, EIA-860M and EIA-923 | 201603
Estados Unidos | RE Camelot LLC | Dominion Renewable Energy |  | 35.0267 | -118.186 | Mojave | Kern | California | 93501 | 13609 Holt Street | 45 | 45 | Solar | Solar | 0 | 0 | 0 | 0 | 0 | 0 | 0 | 45 | 0 | 0 | 0 | 0 | EIA-860, EIA-860M and EIA-923 | 201603
Estados Unidos | RE Adams East, LLC | Dominion Renewable Energy |  | 36.6175 | -120.291 | Fresno | Fresno | California | 93668 | 32111 W. South Ave | 19 | 19 | Solar | Solar | 0 | 0 | 0 | 0 | 0 | 0 | 0 | 19 | 0 | 0 | 0 | 0 | EIA-860, EIA-860M and EIA-923 | 201603
Estados Unidos | RE Kansas Solar, LLC | Dominion Renewable Energy |  | 36.2478 | -119.834 | Lemoore | Kings | California | 93245 | 15515 21st Ave | 20 | 20 | Solar | Solar | 0 | 0 | 0 | 0 | 0 | 0 | 0 | 20 | 0 | 0 | 0 | 0 | EIA-860, EIA-860M and EIA-923 | 201603
Estados Unidos | RE Old River One, LLC | Dominion Renewable Energy |  | 35.2233 | -119.089 | Bakersfield | Kern | California | 93313 | 7701 Shafter Rd | 20 | 20 | Solar | Solar | 0 | 0 | 0 | 0 | 0 | 0 | 0 | 20 | 0 | 0 | 0 | 0 | EIA-860, EIA-860M and EIA-923 | 201603
Estados Unidos | RE Columbia Two, LLC | Dominion Renewable Energy |  | 35.0267 | -118.186 | Mojave | Kern | California | 93501 | 13655 Holt Street | 15 | 15 | Solar | Solar | 0 | 0 | 0 | 0 | 0 | 0 | 0 | 15 | 0 | 0 | 0 | 0 | EIA-860, EIA-860M and EIA-923 | 201603
Estados Unidos | RE Kent South, LLC | Dominion Renewable Energy |  | 36.2261 | -119.905 | Lemoore | Kings | California | 93245 | 17264 25th Ave. | 20 | 20 | Solar | Solar | 0 | 0 | 0 | 0 | 0 | 0 | 0 | 20 | 0 | 0 | 0 | 0 | EIA-860, EIA-860M and EIA-923 | 201603
Estados Unidos | Dept of Corrections NCCI Wind | Dept of Corrections NCCI Wind |  | 42.5722 | -71.9447 | Gardner | Worcester | Massachusetts | 01440 | 500 Gardner Rd | 3.4 | 3.4 | Eólica | Eólica | 0 | 0 | 0 | 0 | 0 | 0 | 0 | 0 | 3.4 | 0 | 0 | 0 | EIA-860, EIA-860M and EIA-923 | 201603
Estados Unidos | Pine Tree Landfill Gas to Energy | Pine Tree Landfill |  | 44.7686 | -68.8617 | Hampden | Penobscot | Maine | 04444 | 358 Emerson Mill Rd | 2.7 | 2.7 | Biomasa | Biomasa | 0 | 0 | 0 | 0 | 0 | 0 | 0 | 0 | 0 | 0 | 2.7 | 0 | EIA-860, EIA-860M and EIA-923 | 201603
Estados Unidos | Breckinridge Wind Project LLC | NextEra Energy Resources Breckinridge |  | 36.4769 | -97.6856 | Enid | Garfield | Oklahoma | 73701 | 13113 East Phillips Ave | 98.8 | 98.8 | Eólica | Eólica | 0 | 0 | 0 | 0 | 0 | 0 | 0 | 0 | 98.8 | 0 | 0 | 0 | EIA-860, EIA-860M and EIA-923 | 201603
Estados Unidos | St. Olaf Wind Turbine | St. Olaf College |  | 44.4622 | -93.1928 | Northfield | Rice | Minnesota | 55057 | 1520 St. Olaf Ave. | 1.6 | 1.6 | Eólica | Eólica | 0 | 0 | 0 | 0 | 0 | 0 | 0 | 0 | 1.6 | 0 | 0 | 0 | EIA-860, EIA-860M and EIA-923 | 201603
Estados Unidos | Goodwell Wind Project LLC | Enel Green Power NA, Inc. |  | 36.5414 | -101.566 | Goodwell | Texas | Oklahoma | 73939 |  | 200 | 200 | Eólica | Eólica | 0 | 0 | 0 | 0 | 0 | 0 | 0 | 0 | 200 | 0 | 0 | 0 | EIA-860, EIA-860M and EIA-923 | 201603
Estados Unidos | Little Elk Wind Project LLC | Enel Green Power NA, Inc. |  | 35.1947 | -98.9072 | Rocky | Washita | Oklahoma | 73661 |  | 74 | 74 | Eólica | Eólica | 0 | 0 | 0 | 0 | 0 | 0 | 0 | 0 | 74 | 0 | 0 | 0 | EIA-860, EIA-860M and EIA-923 | 201603
Estados Unidos | Parkland Landfill Solar | Public Service Elec & Gas Co |  | 40.1275 | -74.7108 | Bordentown | Burlington | New Jersey | 08505 | 1070 Rt 206 | 7.8 | 7.8 | Solar | Solar | 0 | 0 | 0 | 0 | 0 | 0 | 0 | 7.8 | 0 | 0 | 0 | 0 | EIA-860, EIA-860M and EIA-923 | 201603
Estados Unidos | Two Dot Wind Farm | NJR Clean Energy Ventures Corporation |  | 46.4494 | -110.087 | Two Dot | Wheatland | Montana | 59085 | 8794 US Highway 12 | 9.7 | 9.7 | Eólica | Eólica | 0 | 0 | 0 | 0 | 0 | 0 | 0 | 0 | 9.7 | 0 | 0 | 0 | EIA-860, EIA-860M and EIA-923 | 201603
Estados Unidos | Woodmere Solar Farm | Sustainable Power Group, LLC |  | 35.3231 | -118.821 | Edison | Kern | California | 93307 | 16161 Muller Road | 15 | 15 | Solar | Solar | 0 | 0 | 0 | 0 | 0 | 0 | 0 | 15 | 0 | 0 | 0 | 0 | EIA-860, EIA-860M and EIA-923 | 201603
Estados Unidos | Hayworth Solar | Sustainable Power Group, LLC |  | 35.3253 | -118.879 | Edison | kern | California | 93307 | 16162 Muller Road | 27 | 27 | Solar | Solar | 0 | 0 | 0 | 0 | 0 | 0 | 0 | 27 | 0 | 0 | 0 | 0 | EIA-860, EIA-860M and EIA-923 | 201603
Estados Unidos | Macho Springs | Southern Power Co |  | 32.57 | -107.48 | Deming | Luna | New Mexico | 88030 | 18120 Hatch Hwy NE | 55 | 55 | Solar | Solar | 0 | 0 | 0 | 0 | 0 | 0 | 0 | 55 | 0 | 0 | 0 | 0 | EIA-860, EIA-860M and EIA-923 | 201603
Estados Unidos | Southbridge Landfill Gas-to-Energy | Southbridge Recycling and Disposal Park, Inc |  | 42.1044 | -72.0325 | Southbridge | Worcester | Massachusetts | 01550 | 165 Barefoot Rd. | 1.5 | 1.5 | Biomasa | Biomasa | 0 | 0 | 0 | 0 | 0 | 0 | 0 | 0 | 0 | 0 | 1.5 | 0 | EIA-860, EIA-860M and EIA-923 | 201603
Estados Unidos | DC Water CHP | DC Water |  | 38.8206 | -77.0183 | Washington | District of Columbia |  | 20032 | 5000 Overlook Ave SW | 9.9 | 9.9 | Biomasa | Biomasa | 0 | 0 | 0 | 0 | 0 | 0 | 0 | 0 | 0 | 0 | 9.9 | 0 | EIA-860, EIA-860M and EIA-923 | 201603
Estados Unidos | Scituate PV | Main Street Power |  | 42.1775 | -70.7406 | Scituate | Plymouth | Massachusetts | 02066 | 280 Driftway Rd | 2.5 | 2.5 | Solar | Solar | 0 | 0 | 0 | 0 | 0 | 0 | 0 | 2.5 | 0 | 0 | 0 | 0 | EIA-860, EIA-860M and EIA-923 | 201603
Estados Unidos | Bolton PV | Main Street Power |  | 42.4497 | -71.6431 | Bolton | Worcester | Massachusetts | 01740 | 125 Still River Rd | 4.9 | 4.9 | Solar | Solar | 0 | 0 | 0 | 0 | 0 | 0 | 0 | 4.9 | 0 | 0 | 0 | 0 | EIA-860, EIA-860M and EIA-923 | 201603
Estados Unidos | Stow PV | Main Street Power |  | 42.4369 | -71.5061 | Stow | Middlesex | Massachusetts | 01775 | 93 Delaney St | 2 | 2 | Solar | Solar | 0 | 0 | 0 | 0 | 0 | 0 | 0 | 2 | 0 | 0 | 0 | 0 | EIA-860, EIA-860M and EIA-923 | 201603
Estados Unidos | East Chicago | Lake County Solar LLC |  | 41.6322 | -87.4692 | East Chicago | Lake | Indiana | 46312 | 329 East Columbus Dr. | 2 | 2 | Solar | Solar | 0 | 0 | 0 | 0 | 0 | 0 | 0 | 2 | 0 | 0 | 0 | 0 | EIA-860, EIA-860M and EIA-923 | 201603
Estados Unidos | Griffith | Lake County Solar LLC |  | 41.5214 | -87.4361 | Griffith | Lake | Indiana | 46319 | 123 S. Pipeline Drive | 2 | 2 | Solar | Solar | 0 | 0 | 0 | 0 | 0 | 0 | 0 | 2 | 0 | 0 | 0 | 0 | EIA-860, EIA-860M and EIA-923 | 201603
Estados Unidos | Gila Bend | Arizona Public Service Co |  | 32.9408 | -112.881 | Gila Bend | Maricopa | Arizona | 85337 | 32700 W Powerline Rd | 32 | 32 | Solar | Solar | 0 | 0 | 0 | 0 | 0 | 0 | 0 | 32 | 0 | 0 | 0 | 0 | EIA-860, EIA-860M and EIA-923 | 201603
Estados Unidos | Hoopeston Wind LLC | Hoopeston Wind LLC |  | 40.3997 | -87.7992 | Hoopeston | Vermilion | Illinois | 60962 |  | 98 | 98 | Eólica | Eólica | 0 | 0 | 0 | 0 | 0 | 0 | 0 | 0 | 98 | 0 | 0 | 0 | EIA-860, EIA-860M and EIA-923 | 201603
Estados Unidos | Kingston Wind Independence | Kingston Wind Independence |  | 41.9789 | -70.7158 | Kingston | Plymouth | Massachusetts | 02364 | 8 Cranberry Road | 2 | 2 | Eólica | Eólica | 0 | 0 | 0 | 0 | 0 | 0 | 0 | 0 | 2 | 0 | 0 | 0 | EIA-860, EIA-860M and EIA-923 | 201603
Estados Unidos | Ipswich Wind Independence | Ipswich Wind Independence |  | 42.7172 | -70.8464 | Ipswich | Essex | Massachusetts | 01938 | 198 Town Farm Road | 2 | 2 | Eólica | Eólica | 0 | 0 | 0 | 0 | 0 | 0 | 0 | 0 | 2 | 0 | 0 | 0 | EIA-860, EIA-860M and EIA-923 | 201603
Estados Unidos | Euclid Farm, Stamco N-54 | Case Western Reserve University |  | 41.6022 | -81.4969 | Euclid | Cuyahoga | Ohio | 44106 | 26650 Lakeland Blvd | 1 | 1 | Eólica | Eólica | 0 | 0 | 0 | 0 | 0 | 0 | 0 | 0 | 1 | 0 | 0 | 0 | EIA-860, EIA-860M and EIA-923 | 201603
Estados Unidos | Back River Waste Water Treatment | City Council of Baltimore City |  | 39.2997 | -76.4942 | Baltimore | Baltimore City | Maryland | 21224 | 8201 Eastern Ave | 2.6 | 2.6 | Biomasa | Biomasa | 0 | 0 | 0 | 0 | 0 | 0 | 0 | 0.8 | 0 | 0 | 1.8 | 0 | EIA-860, EIA-860M and EIA-923 | 201603
Estados Unidos | Agawam Solar | Citizens Enterprises Corporation |  | 42.0819 | -72.6144 | Agawam | Hampden | Massachusetts | 01001 | 365 Main Street | 1.5 | 1.5 | Solar | Solar | 0 | 0 | 0 | 0 | 0 | 0 | 0 | 1.5 | 0 | 0 | 0 | 0 | EIA-860, EIA-860M and EIA-923 | 201603
Estados Unidos | Rehoboth Solar | Citizens Enterprises Corporation |  | 41.9017 | -71.2425 | Rehoboth | Bristol | Massachusetts | 02769 | 295 Tremont Street | 2 | 2 | Solar | Solar | 0 | 0 | 0 | 0 | 0 | 0 | 0 | 2 | 0 | 0 | 0 | 0 | EIA-860, EIA-860M and EIA-923 | 201603
Estados Unidos | Chicopee Solar | Citizens Enterprises Corporation |  | 42.1856 | -72.5825 | Chicopee | Hampden | Massachusetts | 01020 | 467 Pendleton Ave | 3 | 3 | Solar | Solar | 0 | 0 | 0 | 0 | 0 | 0 | 0 | 3 | 0 | 0 | 0 | 0 | EIA-860, EIA-860M and EIA-923 | 201603
Estados Unidos | Route 57 Solar | Citizens Enterprises Corporation |  | 42.0589 | -72.6642 | Agawam | Hampden | Massachusetts | 01030 | 912 Shoemaker Lane | 1.5 | 1.5 | Solar | Solar | 0 | 0 | 0 | 0 | 0 | 0 | 0 | 1.5 | 0 | 0 | 0 | 0 | EIA-860, EIA-860M and EIA-923 | 201603
Estados Unidos | EBZ Solar | Citizens Enterprises Corporation |  | 42.5706 | -71.625 | Shirley | Middlesex | Massachusetts | 01464 | 139 Walker Road | 2.5 | 2.5 | Solar | Solar | 0 | 0 | 0 | 0 | 0 | 0 | 0 | 2.5 | 0 | 0 | 0 | 0 | EIA-860, EIA-860M and EIA-923 | 201603
Estados Unidos | Whately Solar | Citizens Enterprises Corporation |  | 42.4461 | -72.6236 | Whately | Franklin | Massachusetts | 01373 | 228 State Road | 1.5 | 1.5 | Solar | Solar | 0 | 0 | 0 | 0 | 0 | 0 | 0 | 1.5 | 0 | 0 | 0 | 0 | EIA-860, EIA-860M and EIA-923 | 201603
Estados Unidos | Shannon Wind | Shannon Wind LLC |  | 33.5097 | -98.3608 | Windhorst | Clay | Texas |  |  | 204 | 204 | Eólica | Eólica | 0 | 0 | 0 | 0 | 0 | 0 | 0 | 0 | 204 | 0 | 0 | 0 | EIA-860, EIA-860M and EIA-923 | 201603
Estados Unidos | Biomass to Energy Facility, Kauai | Green Energy Team LLC |  | 21.9653 | -159.461 | Koloa | Kauai | Hawaii | 96756 | 5031 Ku'ia Road | 9.3 | 8.3 | Biomasa | Biomasa | 0 | 0 | 1 | 0 | 0 | 0 | 0 | 0 | 0 | 0 | 8.3 | 0 | EIA-860, EIA-860M and EIA-923 | 201603
Estados Unidos | Battleground | Sustainable Power Group, LLC |  | 35.22 | -81.33 | Kings Mountain | Cleveland | North Carolina | 28086 | 949 York Rd | 3.5 | 3.5 | Solar | Solar | 0 | 0 | 0 | 0 | 0 | 0 | 0 | 3.5 | 0 | 0 | 0 | 0 | EIA-860, EIA-860M and EIA-923 | 201603
Estados Unidos | Beulaville | Beulaville Solar LLC |  | 34.9 | -77.78 | Beulaville | Duplin | North Carolina | 28518 | 166 Little Bubbles Ln | 2 | 2 | Solar | Solar | 0 | 0 | 0 | 0 | 0 | 0 | 0 | 2 | 0 | 0 | 0 | 0 | EIA-860, EIA-860M and EIA-923 | 201603
Estados Unidos | Ellerbe | Sustainable Power Group, LLC |  | 35.1 | -79.73 | Ellerbe | Richmond | North Carolina | 28338 | 583 Crawford Road | 2 | 2 | Solar | Solar | 0 | 0 | 0 | 0 | 0 | 0 | 0 | 2 | 0 | 0 | 0 | 0 | EIA-860, EIA-860M and EIA-923 | 201603
Estados Unidos | West Davisville Solar | WR-TGC Solar Generation IV LLC |  | 41.6036 | -71.4772 | North Kingstown | Washington | Rhode Island | 02852 | 338 Compass Circle | 2 | 2 | Solar | Solar | 0 | 0 | 0 | 0 | 0 | 0 | 0 | 2 | 0 | 0 | 0 | 0 | EIA-860, EIA-860M and EIA-923 | 201603
Estados Unidos | Rio Rico Solar | UNS Electric, Inc |  | 31.5 | -111.008 | Rio Rico | Santa Cruz | Arizona | 85648 | 1401 E Frontage Rd | 6 | 6 | Solar | Solar | 0 | 0 | 0 | 0 | 0 | 0 | 0 | 6 | 0 | 0 | 0 | 0 | EIA-860, EIA-860M and EIA-923 | 201603
Estados Unidos | 651 Chase Solar NG | 651 Chase Solar NG LLC |  | 42.6267 | -71.7428 | Lunenburg | Worcester | Massachusetts | 01462 | 651 Chase Rd | 1 | 1 | Solar | Solar | 0 | 0 | 0 | 0 | 0 | 0 | 0 | 1 | 0 | 0 | 0 | 0 | EIA-860, EIA-860M and EIA-923 | 201603
Estados Unidos | Whitcomb Solar Farm | ERWR Whitcomb Farm Solar LLC |  | 44.4856 | -73.1369 | Essex Junction | Chittenden | Vermont | 05452 | 178 South Street | 2.2 | 2.2 | Solar | Solar | 0 | 0 | 0 | 0 | 0 | 0 | 0 | 2.2 | 0 | 0 | 0 | 0 | EIA-860, EIA-860M and EIA-923 | 201603
Estados Unidos | Wallace | Sustainable Power Group, LLC |  | 35.29 | -77.54 | Wallace | Lenoir | North Carolina | 28398 | 3831 S NC HWY 11 | 2 | 2 | Solar | Solar | 0 | 0 | 0 | 0 | 0 | 0 | 0 | 2 | 0 | 0 | 0 | 0 | EIA-860, EIA-860M and EIA-923 | 201603
Estados Unidos | Kenansville | Sustainable Power Group, LLC |  | 34.96 | -78.04 | Kenansville | Duplin | North Carolina | 28349 | NC HWY 24 and 50 | 2 | 2 | Solar | Solar | 0 | 0 | 0 | 0 | 0 | 0 | 0 | 2 | 0 | 0 | 0 | 0 | EIA-860, EIA-860M and EIA-923 | 201603
Estados Unidos | Fairmont-FLS 100 | FLS Solar 100 LLC |  | 34.52 | -79.13 | Fairmont | Robeson | North Carolina | 28340 | 567 Marion Stage Rd | 4 | 4 | Solar | Solar | 0 | 0 | 0 | 0 | 0 | 0 | 0 | 4 | 0 | 0 | 0 | 0 | EIA-860, EIA-860M and EIA-923 | 201603
Estados Unidos | Rariton OMP | Janssen Pharmaceutical Co |  | 40.5744 | -74.6481 | Raritan | Somerset | New Jersey | 08869 | 1000 US Highway 202 N | 5.4 | 2.4 | Gas natural | Solar | 0 | 3 | 0 | 0 | 0 | 0 | 0 | 2.4 | 0 | 0 | 0 | 0 | EIA-860, EIA-860M and EIA-923 | 201603
Estados Unidos | Skillman | Janssen Pharmaceutical Co |  | 40.5744 | -74.6481 | Skillman | Somerset | New Jersey | 08558 | 199 Grandview Road | 2.7 | 2.7 | Solar | Solar | 0 | 0 | 0 | 0 | 0 | 0 | 0 | 2.7 | 0 | 0 | 0 | 0 | EIA-860, EIA-860M and EIA-923 | 201603
Estados Unidos | Vacaville | Janssen Pharmaceutical Co |  | 38.3994 | -121.96 | Vacaville | Solano | California | 95687 | 700 Eubanks Drive | 1 | 1 | Solar | Solar | 0 | 0 | 0 | 0 | 0 | 0 | 0 | 1 | 0 | 0 | 0 | 0 | EIA-860, EIA-860M and EIA-923 | 201603
Estados Unidos | Raritan ITS | Janssen Pharmaceutical Co |  | 40.5744 | -74.6542 | Raritan | Somerset | New Jersey | 08869 | 1003 US Highway 202 N | 2 | 2 | Solar | Solar | 0 | 0 | 0 | 0 | 0 | 0 | 0 | 2 | 0 | 0 | 0 | 0 | EIA-860, EIA-860M and EIA-923 | 201603
Estados Unidos | Jericho Power | Jericho Power LLC |  | 44.4669 | -71.225 | Berlin | Coos | New Hampshire | 03570 | 95 Bathtub Trail | 12.1 | 12.1 | Eólica | Eólica | 0 | 0 | 0 | 0 | 0 | 0 | 0 | 0 | 12.1 | 0 | 0 | 0 | EIA-860, EIA-860M and EIA-923 | 201603
Estados Unidos | Carroll Area Wind Farm | NJR Clean Energy Ventures Corporation |  | 41.9414 | -94.8861 | Templeton | Carroll | Iowa | 51463 | 28232 Highway 71 | 20.7 | 20.7 | Eólica | Eólica | 0 | 0 | 0 | 0 | 0 | 0 | 0 | 0 | 20.7 | 0 | 0 | 0 | EIA-860, EIA-860M and EIA-923 | 201603
Estados Unidos | Wooster Renewable Energy | Wooster Renewable Energy LLC |  | 40.785 | -81.9514 | Wooster | Wayne | Ohio | 44691 | 1123 Old Columbus Road | 1 | 1 | Biomasa | Biomasa | 0 | 0 | 0 | 0 | 0 | 0 | 0 | 0 | 0 | 0 | 1 | 0 | EIA-860, EIA-860M and EIA-923 | 201603
Estados Unidos | Brewster Landfill | CF CVEC Owner One LLC |  | 41.7456 | -70.1031 | Brewster | Barnstable | Massachusetts | 02631 | 201 Run Hill Road | 1 | 1 | Solar | Solar | 0 | 0 | 0 | 0 | 0 | 0 | 0 | 1 | 0 | 0 | 0 | 0 | EIA-860, EIA-860M and EIA-923 | 201603
Estados Unidos | Chatham Landfill | CF CVEC Owner One LLC |  | 41.6861 | -70.0061 | Chatham | Barnstable | Massachusetts | 02633 | 97 Sam Ryder Rd | 1.5 | 1.5 | Solar | Solar | 0 | 0 | 0 | 0 | 0 | 0 | 0 | 1.5 | 0 | 0 | 0 | 0 | EIA-860, EIA-860M and EIA-923 | 201603
Estados Unidos | Harwich Landfill | CF CVEC Owner One LLC |  | 41.6961 | -70.0919 | Harwich | Barnstable | Massachusetts | 02645 | 205 Queen Anne Road | 4 | 4 | Solar | Solar | 0 | 0 | 0 | 0 | 0 | 0 | 0 | 4 | 0 | 0 | 0 | 0 | EIA-860, EIA-860M and EIA-923 | 201603
Estados Unidos | Katama Farm | CF CVEC Owner One LLC |  | 41.3611 | -70.5169 | Edgartown | Dukes | Massachusetts | 02539 | 14 Aero Ave | 1 | 1 | Solar | Solar | 0 | 0 | 0 | 0 | 0 | 0 | 0 | 1 | 0 | 0 | 0 | 0 | EIA-860, EIA-860M and EIA-923 | 201603
Estados Unidos | Nunnepog | CF CVEC Owner One LLC |  | 41.3589 | -70.505 | Edgartown | Dukes | Massachusetts | 02539 | 23rd Street | 1 | 1 | Solar | Solar | 0 | 0 | 0 | 0 | 0 | 0 | 0 | 1 | 0 | 0 | 0 | 0 | EIA-860, EIA-860M and EIA-923 | 201603
Estados Unidos | Barnstable Landfill | CF CVEC Owner One LLC |  | 41.6597 | -70.3956 | Marstons Mills | Barnstable | Massachusetts | 02648 | 45 Flint St | 4 | 4 | Solar | Solar | 0 | 0 | 0 | 0 | 0 | 0 | 0 | 4 | 0 | 0 | 0 | 0 | EIA-860, EIA-860M and EIA-923 | 201603
Estados Unidos | Dennis Landfill | CF CVEC Owner One LLC |  | 41.6931 | -70.145 | Dennis | Barnstable | Massachusetts | 02660 | Theophilus Smith Road | 5 | 5 | Solar | Solar | 0 | 0 | 0 | 0 | 0 | 0 | 0 | 5 | 0 | 0 | 0 | 0 | EIA-860, EIA-860M and EIA-923 | 201603
Estados Unidos | Limon III Wind LLC | Limon |  | 39.3533 | -103.474 | Limon | Lincoln | Colorado | 80858 | 21910 County Road 3P | 200.6 | 200.6 | Eólica | Eólica | 0 | 0 | 0 | 0 | 0 | 0 | 0 | 0 | 200.6 | 0 | 0 | 0 | EIA-860, EIA-860M and EIA-923 | 201603
Estados Unidos | Lepomis PV Energy LLC | EDF Renewable Asset Holdings, Inc. |  | 41.8572 | -70.5583 | Plymouth | Plymouth | Massachusetts | 02360 | 1249R Old Sandwich Road | 4.5 | 4.5 | Solar | Solar | 0 | 0 | 0 | 0 | 0 | 0 | 0 | 4.5 | 0 | 0 | 0 | 0 | EIA-860, EIA-860M and EIA-923 | 201603
Estados Unidos | Goose Lake Solar | Dominion Renewable Energy |  | 35.5936 | -119.58 | Lost Hills | Kern | California | 93249 | Paso Robles Highway | 12 | 12 | Solar | Solar | 0 | 0 | 0 | 0 | 0 | 0 | 0 | 12 | 0 | 0 | 0 | 0 | EIA-860, EIA-860M and EIA-923 | 201603
Estados Unidos | City of Corcoran Solar | Dominion Renewable Energy |  | 36.1344 | -119.554 | Corcoran | Kings | California | 93212 | 23058 5th Avenue | 11 | 11 | Solar | Solar | 0 | 0 | 0 | 0 | 0 | 0 | 0 | 11 | 0 | 0 | 0 | 0 | EIA-860, EIA-860M and EIA-923 | 201603
Estados Unidos | Calipatria Solar Farm | 70SM1 8ME LLC |  | 33.1658 | -115.532 | Imperial | Imperial | California | 92233 | SR 111 and E Hoober Rd | 20 | 20 | Solar | Solar | 0 | 0 | 0 | 0 | 0 | 0 | 0 | 20 | 0 | 0 | 0 | 0 | EIA-860, EIA-860M and EIA-923 | 201603
Estados Unidos | Rockland Solar | Rockland Solar |  | 42.0892 | -70.8978 | Rockland | Plymouth | Massachusetts | 02370 | 800 Beech Street | 2.5 | 2.5 | Solar | Solar | 0 | 0 | 0 | 0 | 0 | 0 | 0 | 2.5 | 0 | 0 | 0 | 0 | EIA-860, EIA-860M and EIA-923 | 201603
Estados Unidos | Division 1 | SolarCity Corporation |  | 34.7083 | -118.131 | Lancaster | Los Angeles | California | 93535 | 45401 Division Street | 1.5 | 1.5 | Solar | Solar | 0 | 0 | 0 | 0 | 0 | 0 | 0 | 1.5 | 0 | 0 | 0 | 0 | EIA-860, EIA-860M and EIA-923 | 201603
Estados Unidos | Division 2 | SolarCity Corporation |  | 34.7083 | -118.131 | Lancaster | Los Angeles | California | 93535 | 45404 Division Street | 1 | 1 | Solar | Solar | 0 | 0 | 0 | 0 | 0 | 0 | 0 | 1 | 0 | 0 | 0 | 0 | EIA-860, EIA-860M and EIA-923 | 201603
Estados Unidos | Division 3 | SolarCity Corporation |  | 34.7083 | -118.131 | Lancaster | Los Angeles | California | 93535 | 45406 Division Street | 1 | 1 | Solar | Solar | 0 | 0 | 0 | 0 | 0 | 0 | 0 | 1 | 0 | 0 | 0 | 0 | EIA-860, EIA-860M and EIA-923 | 201603
Estados Unidos | Berry Plastics Solar | Berry Plastics Solar |  | 40.6983 | -75.1519 | Phillipsburg | Warren | New Jersey | 08865 | 190 Strykers Road | 10.1 | 10.1 | Solar | Solar | 0 | 0 | 0 | 0 | 0 | 0 | 0 | 10.1 | 0 | 0 | 0 | 0 | EIA-860, EIA-860M and EIA-923 | 201603
Estados Unidos | Kettering Solar 1 | SolarCity Corporation |  | 34.7003 | -118.124 | Lancaster | Los Angeles | California | 93534 | 45062 1/4 3rd St E | 1 | 1 | Solar | Solar | 0 | 0 | 0 | 0 | 0 | 0 | 0 | 1 | 0 | 0 | 0 | 0 | EIA-860, EIA-860M and EIA-923 | 201603
Estados Unidos | Kettering Solar 2 | SolarCity Corporation |  | 34.7003 | -118.124 | Lancaster | Los Angeles | California | 93534 | 45060 1/4 3rd St E | 1 | 1 | Solar | Solar | 0 | 0 | 0 | 0 | 0 | 0 | 0 | 1 | 0 | 0 | 0 | 0 | EIA-860, EIA-860M and EIA-923 | 201603
Estados Unidos | Chauncey Farm LLC | Chauncey Farm |  | 34.3375 | -78.5219 | Lake Waccamaw | Columbus | North Carolina | 28450 | 1878 Chauncey Town Rd | 4.9 | 4.9 | Solar | Solar | 0 | 0 | 0 | 0 | 0 | 0 | 0 | 4.9 | 0 | 0 | 0 | 0 | EIA-860, EIA-860M and EIA-923 | 201603
Estados Unidos | Dragstrip Farm | Dragstrip Farm LLC |  | 35.7581 | -81.4161 | Hickory | Burke | North Carolina | 28601 | 2001 Old Dragstrip St | 5 | 5 | Solar | Solar | 0 | 0 | 0 | 0 | 0 | 0 | 0 | 5 | 0 | 0 | 0 | 0 | EIA-860, EIA-860M and EIA-923 | 201603
Estados Unidos | Market Farm | Market Farm LLC |  | 36.3903 | -79.6472 | Reidsville | Rockingham | North Carolina | 27320 | 5820 US 29 Business | 4.9 | 4.9 | Solar | Solar | 0 | 0 | 0 | 0 | 0 | 0 | 0 | 4.9 | 0 | 0 | 0 | 0 | EIA-860, EIA-860M and EIA-923 | 201603
Estados Unidos | Snow Hill Solar 2 LLC | Snow Hill Solar 2 LLC |  | 35.4442 | -77.6494 | Snow Hill | Greene | North Carolina | 28580 | 373 NC Hwy 38 South | 2 | 2 | Solar | Solar | 0 | 0 | 0 | 0 | 0 | 0 | 0 | 2 | 0 | 0 | 0 | 0 | EIA-860, EIA-860M and EIA-923 | 201603
Estados Unidos | Mount Olive Farm | Mount Olive Farm LLC |  | 35.2019 | -78.0817 | Mount Olive | Wayne | North Carolina | 28365 | 1001 W Main St | 5 | 5 | Solar | Solar | 0 | 0 | 0 | 0 | 0 | 0 | 0 | 5 | 0 | 0 | 0 | 0 | EIA-860, EIA-860M and EIA-923 | 201603
Estados Unidos | Spicewood Solar Farm LLC | Spicewood Solar Farm LLC |  | 35.3025 | -79.7017 | Eagle Springs | Moore | North Carolina | 27242 | 255 NC Highway 211 | 5 | 5 | Solar | Solar | 0 | 0 | 0 | 0 | 0 | 0 | 0 | 5 | 0 | 0 | 0 | 0 | EIA-860, EIA-860M and EIA-923 | 201603
Estados Unidos | Springfield Solar 1 LLC | Springfield Solar 1 LLC |  | 37.2464 | -93.1664 | Strafford | Greene | Missouri | 65757 | 2915 N Farm Road 209 | 4.9 | 4.9 | Solar | Solar | 0 | 0 | 0 | 0 | 0 | 0 | 0 | 4.9 | 0 | 0 | 0 | 0 | EIA-860, EIA-860M and EIA-923 | 201603
Estados Unidos | West Salisbury Farm LLC | West Salisbury Farm LLC |  | 35.6683 | -80.5236 | Salisbury | Rowan | North Carolina | 28147 | 2100 Mooresville Road | 5 | 5 | Solar | Solar | 0 | 0 | 0 | 0 | 0 | 0 | 0 | 5 | 0 | 0 | 0 | 0 | EIA-860, EIA-860M and EIA-923 | 201603
Estados Unidos | Yanceyville Farm 2 LLC | Yanceyville Farm 2 LLC |  | 36.4139 | -79.3169 | Blanch | Caswell | North Carolina | 27212 | 437 N Carlona Rd 62 | 5 | 5 | Solar | Solar | 0 | 0 | 0 | 0 | 0 | 0 | 0 | 5 | 0 | 0 | 0 | 0 | EIA-860, EIA-860M and EIA-923 | 201603
Estados Unidos | Redmon Solar Farm LLC | Redmon Solar Farm LLC |  | 35.7108 | -80.6658 | Cleveland | Rowan | North Carolina | 27013 | 1301 Redmon Rd | 2 | 2 | Solar | Solar | 0 | 0 | 0 | 0 | 0 | 0 | 0 | 2 | 0 | 0 | 0 | 0 | EIA-860, EIA-860M and EIA-923 | 201603
Estados Unidos | Anderson Farm LLC | Anderson Farm LLC |  | 34.9756 | -78.5167 | Roseboro | Sampson | North Carolina | 28382 | 595 Dunn Rd | 1.9 | 1.9 | Solar | Solar | 0 | 0 | 0 | 0 | 0 | 0 | 0 | 1.9 | 0 | 0 | 0 | 0 | EIA-860, EIA-860M and EIA-923 | 201603
Estados Unidos | Woodbine Landfill Plant | Cape May County Municipal |  | 39.2311 | -74.7808 | Woodbine | Cape May | New Jersey | 08270 | 2050 Route 610 | 2.1 | 2.1 | Biomasa | Biomasa | 0 | 0 | 0 | 0 | 0 | 0 | 0 | 0 | 0 | 0 | 2.1 | 0 | EIA-860, EIA-860M and EIA-923 | 201603
Estados Unidos | DD Fayetteville Solar NC LLC | Duke Energy Progress - (NC) |  | 34.8344 | -78.8436 | Fayetteville | Bladen | North Carolina | 28306 | 22828 NC Hwy 87 West | 23.1 | 23.1 | Solar | Solar | 0 | 0 | 0 | 0 | 0 | 0 | 0 | 23.1 | 0 | 0 | 0 | 0 | EIA-860, EIA-860M and EIA-923 | 201603
Estados Unidos | Cameron Wind 1 LLC | Cameron Wind 1 LLC |  | 26.1953 | -97.4661 | Rio Hondo | Cameron | Texas | 78583 | 25005 FM 1847 B | 165 | 165 | Eólica | Eólica | 0 | 0 | 0 | 0 | 0 | 0 | 0 | 0 | 165 | 0 | 0 | 0 | EIA-860, EIA-860M and EIA-923 | 201603
Estados Unidos | Warsaw I | Sustainable Power Group, LLC |  | 35.01 | -78.11 | Warsaw | Duplin | North Carolina | 28398 | Bruce Costin Rd | 2 | 2 | Solar | Solar | 0 | 0 | 0 | 0 | 0 | 0 | 0 | 2 | 0 | 0 | 0 | 0 | EIA-860, EIA-860M and EIA-923 | 201603
Estados Unidos | Warsaw II | Sustainable Power Group, LLC |  | 35.01 | -78.05 | Warsaw | Duplin | North Carolina | 28398 | 1115 West Wards Bridge Rd | 2 | 2 | Solar | Solar | 0 | 0 | 0 | 0 | 0 | 0 | 0 | 2 | 0 | 0 | 0 | 0 | EIA-860, EIA-860M and EIA-923 | 201603
Estados Unidos | Acushnet-Braley Road 1 | Borrego Solar Systems Inc |  | 41.7517 | -70.9706 | Freetown | Bristol | Massachusetts | 02717 | 117 Braley Road | 1.9 | 1.9 | Solar | Solar | 0 | 0 | 0 | 0 | 0 | 0 | 0 | 1.9 | 0 | 0 | 0 | 0 | EIA-860, EIA-860M and EIA-923 | 201603
Estados Unidos | Enerparc CA1 LLC | Enerparc CA 1, LLC |  | 36.8317 | -121.404 | Hollister | San Benito | California | 95023 | 2120 Cienega Road | 1.5 | 1.5 | Solar | Solar | 0 | 0 | 0 | 0 | 0 | 0 | 0 | 1.5 | 0 | 0 | 0 | 0 | EIA-860, EIA-860M and EIA-923 | 201603
Estados Unidos | Moncure Farm LLC | Moncure Farm LLC |  | 35.5683 | -79.0325 | Moncure | Chatham | North Carolina | 27559 | 3812 Corinth Rd | 5 | 5 | Solar | Solar | 0 | 0 | 0 | 0 | 0 | 0 | 0 | 5 | 0 | 0 | 0 | 0 | EIA-860, EIA-860M and EIA-923 | 201603
Estados Unidos | Martin Creek Farm LLC | Martin Creek Farm LLC |  | 36.2864 | -78.3861 | Henderson | Vance | North Carolina | 27536 | 4039 Brookhaven VLG | 3 | 3 | Solar | Solar | 0 | 0 | 0 | 0 | 0 | 0 | 0 | 3 | 0 | 0 | 0 | 0 | EIA-860, EIA-860M and EIA-923 | 201603
Estados Unidos | Kinston | Kinston Solar LLC |  | 35.3706 | -77.6083 | Kinston | Lenoir | North Carolina | 28504 | 4946 N Carolina 58 | 2 | 2 | Solar | Solar | 0 | 0 | 0 | 0 | 0 | 0 | 0 | 2 | 0 | 0 | 0 | 0 | EIA-860, EIA-860M and EIA-923 | 201603
Estados Unidos | Daniel Farm LLC | Daniel Farm LLC |  | 35.8489 | -80.5536 | Mocksville | Davie | North Carolina | 27038 | 295 Daniel Road | 5 | 5 | Solar | Solar | 0 | 0 | 0 | 0 | 0 | 0 | 0 | 5 | 0 | 0 | 0 | 0 | EIA-860, EIA-860M and EIA-923 | 201603
Estados Unidos | Bailey Farm LLC | Bailey Farm LLC |  | 35.7875 | -78.1397 | Bailey | Nash | North Carolina | 27807 | 9818 Winters Rd | 5 | 5 | Solar | Solar | 0 | 0 | 0 | 0 | 0 | 0 | 0 | 5 | 0 | 0 | 0 | 0 | EIA-860, EIA-860M and EIA-923 | 201603
Estados Unidos | Acushnet- High Hill | Borrego Solar Systems Inc |  | 41.7144 | -70.9972 | Dartmouth | Bristol | Massachusetts | 02747 | 560 High Hill | 3.2 | 3.2 | Solar | Solar | 0 | 0 | 0 | 0 | 0 | 0 | 0 | 3.2 | 0 | 0 | 0 | 0 | EIA-860, EIA-860M and EIA-923 | 201603
Estados Unidos | CSD 2- Freedom High | Borrego Solar Systems Inc |  | 37.9697 | -121.719 | Oakley | Contra Costa | California | 95037 | 1050 Neroly Road | 1.1 | 1.1 | Solar | Solar | 0 | 0 | 0 | 0 | 0 | 0 | 0 | 1.1 | 0 | 0 | 0 | 0 | EIA-860, EIA-860M and EIA-923 | 201603
Estados Unidos | CSD 2 - Heritage High | Borrego Solar Systems Inc |  | 37.9219 | -121.756 | Brentwood | Contra Costa | California | 94513 | 101 American Avenue | 1.3 | 1.3 | Solar | Solar | 0 | 0 | 0 | 0 | 0 | 0 | 0 | 1.3 | 0 | 0 | 0 | 0 | EIA-860, EIA-860M and EIA-923 | 201603
Estados Unidos | Dartmouth Landfill | Borrego Solar Systems Inc |  | 41.5811 | -70.9981 | Dartmouth | Bristol | Massachusetts | 02748 | 976 Russell Mills Road | 1.3 | 1.3 | Solar | Solar | 0 | 0 | 0 | 0 | 0 | 0 | 0 | 1.3 | 0 | 0 | 0 | 0 | EIA-860, EIA-860M and EIA-923 | 201603
Estados Unidos | EAFB - North Base | Borrego Solar Systems Inc |  | 34.9325 | -117.907 | Edwards Air Force Bas | Kern | California | 93524 | 900 North Rosamond BLVD | 1.1 | 1.1 | Solar | Solar | 0 | 0 | 0 | 0 | 0 | 0 | 0 | 1.1 | 0 | 0 | 0 | 0 | EIA-860, EIA-860M and EIA-923 | 201603
Estados Unidos | EAFB - South Base | Borrego Solar Systems Inc |  | 34.9172 | -117.9 | Edwards Air Force Bas | Kern | California | 93524 | 5 South Wolfe Avenue | 1.1 | 1.1 | Solar | Solar | 0 | 0 | 0 | 0 | 0 | 0 | 0 | 1.1 | 0 | 0 | 0 | 0 | EIA-860, EIA-860M and EIA-923 | 201603
Estados Unidos | Easton Landfill | Borrego Solar Systems Inc |  | 42.0103 | -71.0922 | Easton | Bristol | Massachusetts | 02375 | 114 Prospect Street | 1.9 | 1.9 | Solar | Solar | 0 | 0 | 0 | 0 | 0 | 0 | 0 | 1.9 | 0 | 0 | 0 | 0 | EIA-860, EIA-860M and EIA-923 | 201603
Estados Unidos | Ludlow Landfill | Borrego Solar Systems Inc |  | 42.1822 | -72.5075 | Ludlow | Hampden | Massachusetts | 01056 | 515 Holyoke Street | 2.6 | 2.6 | Solar | Solar | 0 | 0 | 0 | 0 | 0 | 0 | 0 | 2.6 | 0 | 0 | 0 | 0 | EIA-860, EIA-860M and EIA-923 | 201603
Estados Unidos | Methuen Landfill | Borrego Solar Systems Inc |  | 42.7447 | -71.175 | Methuen | Essex | Massachusetts | 01844 | 41 Huntington Av | 1.3 | 1.3 | Solar | Solar | 0 | 0 | 0 | 0 | 0 | 0 | 0 | 1.3 | 0 | 0 | 0 | 0 | EIA-860, EIA-860M and EIA-923 | 201603
Estados Unidos | Plymouth Site 1 | Borrego Solar Systems Inc |  | 41.96 | -70.7786 | Plympton | Plymouth | Massachusetts | 02367 | 180 Brook Street | 5.6 | 5.6 | Solar | Solar | 0 | 0 | 0 | 0 | 0 | 0 | 0 | 5.6 | 0 | 0 | 0 | 0 | EIA-860, EIA-860M and EIA-923 | 201603
Estados Unidos | SDCCD - Miramar | Borrego Solar Systems Inc |  | 32.9061 | -117.121 | San Diego | San Diego | California | 92126 | 10440 Black Mountain Rd | 1.1 | 1.1 | Solar | Solar | 0 | 0 | 0 | 0 | 0 | 0 | 0 | 1.1 | 0 | 0 | 0 | 0 | EIA-860, EIA-860M and EIA-923 | 201603
Estados Unidos | SDCWA - Twin Oaks | Borrego Solar Systems Inc |  | 33.21 | -117.171 | San Marcos | San Diego | California | 92069 | 3566 N. Twin Oaks Valley Road | 1.1 | 1.1 | Solar | Solar | 0 | 0 | 0 | 0 | 0 | 0 | 0 | 1.1 | 0 | 0 | 0 | 0 | EIA-860, EIA-860M and EIA-923 | 201603
Estados Unidos | EDF Lancaster | EDF Renewable Asset Holdings, Inc. |  | 42.5292 | -71.6653 | Lancaster | Worcester | Massachusetts | 01523 | 1999 Shirley Rd | 4.5 | 4.5 | Solar | Solar | 0 | 0 | 0 | 0 | 0 | 0 | 0 | 4.5 | 0 | 0 | 0 | 0 | EIA-860, EIA-860M and EIA-923 | 201603
Estados Unidos | Manatee County LFGTE | Manatee County Utilities Department |  | 27.4689 | -82.4508 | Bradenton | Manatee | Florida | 34211 | 3415 Lena Rd | 1.6 | 1.6 | Biomasa | Biomasa | 0 | 0 | 0 | 0 | 0 | 0 | 0 | 0 | 0 | 0 | 1.6 | 0 | EIA-860, EIA-860M and EIA-923 | 201603
Estados Unidos | Front Range Project | Timberline Energy LLC |  | 40.0294 | -105.005 | Erie | Weld | Colorado | 80516 | 2200 Weld County Road 6 | 3.1 | 3.1 | Biomasa | Biomasa | 0 | 0 | 0 | 0 | 0 | 0 | 0 | 0 | 0 | 0 | 3.1 | 0 | EIA-860, EIA-860M and EIA-923 | 201603
Estados Unidos | Brighton PV Solar Plant | Hangar 160 LLC |  | 39.9825 | -104.941 | Brighton | Adams | Colorado | 80602 | 15755 Colorado Blvd | 1.8 | 1.8 | Solar | Solar | 0 | 0 | 0 | 0 | 0 | 0 | 0 | 1.8 | 0 | 0 | 0 | 0 | EIA-860, EIA-860M and EIA-923 | 201603
Estados Unidos | XPF Solar Field | United Therapeutics Corporation |  | 35.9117 | -78.8733 | Durham | Durham | North Carolina | 27713 | 3030 E Cornwallis Road | 2.3 | 2.3 | Solar | Solar | 0 | 0 | 0 | 0 | 0 | 0 | 0 | 2.3 | 0 | 0 | 0 | 0 | EIA-860, EIA-860M and EIA-923 | 201603
Estados Unidos | Fair Wind Power | Fair Wind Power Partners |  | 39.3242 | -79.3886 | Garret | Garrett | Maryland | 21550 |  | 30 | 30 | Eólica | Eólica | 0 | 0 | 0 | 0 | 0 | 0 | 0 | 0 | 30 | 0 | 0 | 0 | EIA-860, EIA-860M and EIA-923 | 201603
Estados Unidos | Green Farm | Green Farm Solar LLC |  | 35.8317 | -77.2697 | Robersonville | Martin | North Carolina | 27871 | 1800 Claude Green Rd | 5 | 5 | Solar | Solar | 0 | 0 | 0 | 0 | 0 | 0 | 0 | 5 | 0 | 0 | 0 | 0 | EIA-860, EIA-860M and EIA-923 | 201603
Estados Unidos | Simons Farm | Simons Solar Farm LLC |  | 36.3064 | -76.9972 | Ahoskie | Hertford | North Carolina | 27910 | Colice Hall Ln | 5 | 5 | Solar | Solar | 0 | 0 | 0 | 0 | 0 | 0 | 0 | 5 | 0 | 0 | 0 | 0 | EIA-860, EIA-860M and EIA-923 | 201603
Estados Unidos | Harvest Power Orlando | Harvest Power Orlando LLC |  | 28.3761 | -81.5906 | Lake Buena Vista | Orange | Florida | 32830 | 2010 South Service Lane | 3.2 | 3.2 | Biomasa | Biomasa | 0 | 0 | 0 | 0 | 0 | 0 | 0 | 0 | 0 | 0 | 3.2 | 0 | EIA-860, EIA-860M and EIA-923 | 201603
Estados Unidos | Thornton PV1 | Ecoplexus, Inc |  | 35.3958 | -77.6617 | Snow Hill | Greene | North Carolina | 28580 | 149 Thornton Lane | 5 | 5 | Solar | Solar | 0 | 0 | 0 | 0 | 0 | 0 | 0 | 5 | 0 | 0 | 0 | 0 | EIA-860, EIA-860M and EIA-923 | 201603
Estados Unidos | Watson Seed Farm PV1 | Ecoplexus, Inc |  | 36.1297 | -77.7214 | Whitakers | Nash | North Carolina | 27891 | 16825 Watson Seed Farm Rd | 20 | 20 | Solar | Solar | 0 | 0 | 0 | 0 | 0 | 0 | 0 | 20 | 0 | 0 | 0 | 0 | EIA-860, EIA-860M and EIA-923 | 201603
Estados Unidos | Bradley PV1 | Ecoplexus, Inc |  | 36.2606 | -77.0764 | Aulander | Hertford | North Carolina | 27805 | 117 Hollowell Rd | 5 | 5 | Solar | Solar | 0 | 0 | 0 | 0 | 0 | 0 | 0 | 5 | 0 | 0 | 0 | 0 | EIA-860, EIA-860M and EIA-923 | 201603
Estados Unidos | Shawboro PV1 | Fresh Air Energy X, LLC |  | 36.4333 | -76.0872 | Shawboro | Currituck | North Carolina | 27973 | 421 Shawboro Rd | 20 | 20 | Solar | Solar | 0 | 0 | 0 | 0 | 0 | 0 | 0 | 20 | 0 | 0 | 0 | 0 | EIA-860, EIA-860M and EIA-923 | 201603
Estados Unidos | Carter PV1 | Ecoplexus, Inc |  | 35.0211 | -78.7875 | Fayetteville | Cumberland | North Carolina | 28312 | 600 John B Carter Rd | 5 | 5 | Solar | Solar | 0 | 0 | 0 | 0 | 0 | 0 | 0 | 5 | 0 | 0 | 0 | 0 | EIA-860, EIA-860M and EIA-923 | 201603
Estados Unidos | Pecan PV1 | Ecoplexus, Inc |  | 34.9092 | -79.8294 | Cordova | Richmond | North Carolina | 28330 | 163 Pecan Rd | 5 | 5 | Solar | Solar | 0 | 0 | 0 | 0 | 0 | 0 | 0 | 5 | 0 | 0 | 0 | 0 | EIA-860, EIA-860M and EIA-923 | 201603
Estados Unidos | Langley PV1 | Ecoplexus, Inc |  | 35.8019 | -77.8489 | Elm City | Wilson | North Carolina | 27822 | 6208 East Langley Rd | 5 | 5 | Solar | Solar | 0 | 0 | 0 | 0 | 0 | 0 | 0 | 5 | 0 | 0 | 0 | 0 | EIA-860, EIA-860M and EIA-923 | 201603
Estados Unidos | Highland Solar Center LLC | Heelstone Energy Holdings, LLC |  | 35.3639 | -77.4519 | Grifton | Lenoir | North Carolina | 28530 | 3717 S Highland Ave | 5 | 5 | Solar | Solar | 0 | 0 | 0 | 0 | 0 | 0 | 0 | 5 | 0 | 0 | 0 | 0 | EIA-860, EIA-860M and EIA-923 | 201603
Estados Unidos | Elm City Solar Facility | Duke Energy Progress - (NC) |  | 35.7811 | -77.8469 | Elm City | Wilson | North Carolina | 27822 | 4616 Haynes Rd | 17.6 | 17.6 | Solar | Solar | 0 | 0 | 0 | 0 | 0 | 0 | 0 | 17.6 | 0 | 0 | 0 | 0 | EIA-860, EIA-860M and EIA-923 | 201603
Estados Unidos | Bridgeport Disposal Solar Farm | Bridgeport Disposal LLC |  | 39.7875 | -75.3508 | Gloucester | Gloucester | New Jersey | 08014 | 2858 Route 322 | 1.2 | 1.2 | Solar | Solar | 0 | 0 | 0 | 0 | 0 | 0 | 0 | 1.2 | 0 | 0 | 0 | 0 | EIA-860, EIA-860M and EIA-923 | 201603
Estados Unidos | Lancaster Solar 1 | PsomasFMG Lancaster Solar Crest, LLC |  | 34.715 | -118.095 | Lancaster | Los Angeles | California | 93535 | 43000 20th Street East | 1.5 | 1.5 | Solar | Solar | 0 | 0 | 0 | 0 | 0 | 0 | 0 | 1.5 | 0 | 0 | 0 | 0 | EIA-860, EIA-860M and EIA-923 | 201603
Estados Unidos | Avalon Solar | Avalon Solar |  | 32.0014 | -110.961 | Pima | Pima | Arizona | 85543 | 915 E Pima Mine Road | 29 | 29 | Solar | Solar | 0 | 0 | 0 | 0 | 0 | 0 | 0 | 29 | 0 | 0 | 0 | 0 | EIA-860, EIA-860M and EIA-923 | 201603
Estados Unidos | Lancaster Solar 2 | PsomasFMG Lancaster Solar Crest, LLC |  | 34.7106 | -118.166 | Lancaster | Los Angeles | California | 93535 | 43000 20th Street East | 1.5 | 1.5 | Solar | Solar | 0 | 0 | 0 | 0 | 0 | 0 | 0 | 1.5 | 0 | 0 | 0 | 0 | EIA-860, EIA-860M and EIA-923 | 201603
Estados Unidos | Jakana Solar | Jakana Solar |  | 35.8753 | -77.0811 | Williamston | Martin | North Carolina | 27892 | 23551 NC HWY 125 | 5 | 5 | Solar | Solar | 0 | 0 | 0 | 0 | 0 | 0 | 0 | 5 | 0 | 0 | 0 | 0 | EIA-860, EIA-860M and EIA-923 | 201603
Estados Unidos | Windsor Solar | Windsor Solar LLC |  | 36.0169 | -76.8831 | Windsor | Bertie | North Carolina | 27983 | 516 US Old Hwy 17 North | 5 | 5 | Solar | Solar | 0 | 0 | 0 | 0 | 0 | 0 | 0 | 5 | 0 | 0 | 0 | 0 | EIA-860, EIA-860M and EIA-923 | 201603
Estados Unidos | Belmont | Marion Solar LLC |  | 39.72 | -86.1931 | Indianapolis | Marion | Indiana | 46221 | 2700 S Belmont Ave | 3.8 | 3.8 | Solar | Solar | 0 | 0 | 0 | 0 | 0 | 0 | 0 | 3.8 | 0 | 0 | 0 | 0 | EIA-860, EIA-860M and EIA-923 | 201603
Estados Unidos | Bethel Solar | Bethel Solar LLC |  | 35.75 | -77.385 | Bethel | Pitt | North Carolina | 27812 | 341 Price Rd | 5 | 5 | Solar | Solar | 0 | 0 | 0 | 0 | 0 | 0 | 0 | 5 | 0 | 0 | 0 | 0 | EIA-860, EIA-860M and EIA-923 | 201603
Estados Unidos | Lewiston Solar | Lewiston Solar LLC |  | 36.1411 | -77.2111 | Lewiston | Bertie | North Carolina | 27849 | 3505 Governors Road | 5 | 5 | Solar | Solar | 0 | 0 | 0 | 0 | 0 | 0 | 0 | 5 | 0 | 0 | 0 | 0 | EIA-860, EIA-860M and EIA-923 | 201603
Estados Unidos | Williamston Solar | Williamston Solar LLC |  | 35.8011 | -77.0631 | Williamston | Martin | North Carolina | 27892 | US HWy 17 S & Ranch Motel Rd | 5 | 5 | Solar | Solar | 0 | 0 | 0 | 0 | 0 | 0 | 0 | 5 | 0 | 0 | 0 | 0 | EIA-860, EIA-860M and EIA-923 | 201603
Estados Unidos | Winton Solar | Winton Solar LLC |  | 36.375 | -76.9389 | Winton | Hertford | North Carolina | 27986 | 100 NC Hwy 45 | 5 | 5 | Solar | Solar | 0 | 0 | 0 | 0 | 0 | 0 | 0 | 5 | 0 | 0 | 0 | 0 | EIA-860, EIA-860M and EIA-923 | 201603
Estados Unidos | Franklin 1 | CD US Solar MT 2 LLC |  | 42.0406 | -71.3936 | Wrentham | Norfolk | Massachusetts | 02093 | 300 Arnold St | 3 | 3 | Solar | Solar | 0 | 0 | 0 | 0 | 0 | 0 | 0 | 3 | 0 | 0 | 0 | 0 | EIA-860, EIA-860M and EIA-923 | 201603
Estados Unidos | Franklin 2 | CD US Solar MT 2 LLC |  | 42.0542 | -71.3917 | Franklin | Norfolk | Massachusetts | 02038 | 929 Upper Union Street | 4 | 4 | Solar | Solar | 0 | 0 | 0 | 0 | 0 | 0 | 0 | 4 | 0 | 0 | 0 | 0 | EIA-860, EIA-860M and EIA-923 | 201603
Estados Unidos | Marion Solar LNG | Marion Solar LLC |  | 39.9131 | -86.2381 | Indianapolis | Marion | Indiana | 46268 | 4536 86th Street | 1.5 | 1.5 | Solar | Solar | 0 | 0 | 0 | 0 | 0 | 0 | 0 | 1.5 | 0 | 0 | 0 | 0 | EIA-860, EIA-860M and EIA-923 | 201603
Estados Unidos | AgriReNew | AgriReNew |  | 41.6919 | -90.8664 | Stockton | Scott | Iowa | 52769 | 26618 20th Ave | 1 | 1 | Biomasa | Biomasa | 0 | 0 | 0 | 0 | 0 | 0 | 0 | 0 | 0 | 0 | 1 | 0 | EIA-860, EIA-860M and EIA-923 | 201603
Estados Unidos | Hesperia | SunEdison LLC |  | 34.435 | -117.378 | Hesperia | San Bernardino | California | 92392 | 10200 Amargosa Rd | 1.5 | 1.5 | Solar | Solar | 0 | 0 | 0 | 0 | 0 | 0 | 0 | 1.5 | 0 | 0 | 0 | 0 | EIA-860, EIA-860M and EIA-923 | 201603
Estados Unidos | CID Solar, LLC | Dominion Renewable Energy |  | 36.1381 | -119.565 | Corcoran | Kings | California | 93212 | 4285 Nevada Avenue | 19.8 | 19.8 | Solar | Solar | 0 | 0 | 0 | 0 | 0 | 0 | 0 | 19.8 | 0 | 0 | 0 | 0 | EIA-860, EIA-860M and EIA-923 | 201603
Estados Unidos | Mulberry Farm LLC | Dominion Renewable Energy |  | 35.1319 | -88.5867 | Selmer | McNairy | Tennessee | 38375 | 980 Hwy 142 | 15.8 | 15.8 | Solar | Solar | 0 | 0 | 0 | 0 | 0 | 0 | 0 | 15.8 | 0 | 0 | 0 | 0 | EIA-860, EIA-860M and EIA-923 | 201603
Estados Unidos | Jacobstown | NJR Clean Energy Ventures Corporation |  | 40.0628 | -74.5806 | North Hanover | Burlington | New Jersey | 08562 | 210 Jacobstown-Cookstown Rd | 5 | 5 | Solar | Solar | 0 | 0 | 0 | 0 | 0 | 0 | 0 | 5 | 0 | 0 | 0 | 0 | EIA-860, EIA-860M and EIA-923 | 201603
Estados Unidos | West Pemberton | NJR Clean Energy Ventures Corporation |  | 40.0067 | -74.7303 | Pemberton Twp | Burlington | New Jersey | 08022 | 2614 US 206 | 7 | 7 | Solar | Solar | 0 | 0 | 0 | 0 | 0 | 0 | 0 | 7 | 0 | 0 | 0 | 0 | EIA-860, EIA-860M and EIA-923 | 201603
Estados Unidos | Beethoven Wind | NorthWestern Energy - (SD) |  | 43.16 | -98.08 | Tripp | Bon Homme | South Dakota | 57376 | 29098 406th Avenue | 80 | 80 | Eólica | Eólica | 0 | 0 | 0 | 0 | 0 | 0 | 0 | 0 | 80 | 0 | 0 | 0 | EIA-860, EIA-860M and EIA-923 | 201603
Estados Unidos | Selmer Farm LLC | Dominion Renewable Energy |  | 35.1497 | -88.5553 | Selmer | McNairy | Tennessee | 38375 | 350 Old Hwy 5 | 15.8 | 15.8 | Solar | Solar | 0 | 0 | 0 | 0 | 0 | 0 | 0 | 15.8 | 0 | 0 | 0 | 0 | EIA-860, EIA-860M and EIA-923 | 201603
Estados Unidos | East Wayne Solar LLC | East Wayne Solar LLC |  | 35.4417 | -77.85 | Goldsboro | Wayne | North Carolina | 27534 | 111 True Vine Rd | 2 | 2 | Solar | Solar | 0 | 0 | 0 | 0 | 0 | 0 | 0 | 2 | 0 | 0 | 0 | 0 | EIA-860, EIA-860M and EIA-923 | 201603
Estados Unidos | Vickers | Vickers Farm LLC |  | 35.8233 | -79.0803 | Chapel Hill | Chatham | North Carolina | 27517 | 199 Vickers Rd | 2 | 2 | Solar | Solar | 0 | 0 | 0 | 0 | 0 | 0 | 0 | 2 | 0 | 0 | 0 | 0 | EIA-860, EIA-860M and EIA-923 | 201603
Estados Unidos | Soluga Farms 1 | Soluga Farms 1 LLC |  | 35.2431 | -78.3869 | Newton Grove | Sampson | North Carolina | 28366 | 1031 Bell's Branch Rd | 5 | 5 | Solar | Solar | 0 | 0 | 0 | 0 | 0 | 0 | 0 | 5 | 0 | 0 | 0 | 0 | EIA-860, EIA-860M and EIA-923 | 201603
Estados Unidos | Soluga Farms 2 LLC | Soluga Farms 2 LLC |  | 34.5 | -78.6892 | Clarkton | Bladen | North Carolina | 28433 | 2209 NC 211 Hwy w | 5 | 5 | Solar | Solar | 0 | 0 | 0 | 0 | 0 | 0 | 0 | 5 | 0 | 0 | 0 | 0 | EIA-860, EIA-860M and EIA-923 | 201603
Estados Unidos | Sterling PV 3 | Fresh Air Energy VII LLC |  | 40.6316 | -103.195 | Sterling | Logan | Colorado | 80751 | 13401 Riverside Dr | 1.6 | 1.6 | Solar | Solar | 0 | 0 | 0 | 0 | 0 | 0 | 0 | 1.6 | 0 | 0 | 0 | 0 | EIA-860, EIA-860M and EIA-923 | 201603
Estados Unidos | Mesa PV1 | Fresh Air Energy VIII LLC |  | 39.0672 | -108.509 | Grand Junction | Mesa | Colorado | 81504 | 2930 D 1/4 Rd | 1.6 | 1.6 | Solar | Solar | 0 | 0 | 0 | 0 | 0 | 0 | 0 | 1.6 | 0 | 0 | 0 | 0 | EIA-860, EIA-860M and EIA-923 | 201603
Estados Unidos | Border Winds Wind Farm | Northern States Power Co - Minnesota |  | 48.9647 | -99.6139 | Rolla | Rolette | North Dakota | 58367 | 10707 52nd Ave NE | 150 | 150 | Eólica | Eólica | 0 | 0 | 0 | 0 | 0 | 0 | 0 | 0 | 150 | 0 | 0 | 0 | EIA-860, EIA-860M and EIA-923 | 201603
Estados Unidos | Pleasant Valley Wind Farm | Northern States Power Co - Minnesota |  | 43.805 | -92.7697 | Dexter | Mower | Minnesota | 55926 | 228 Industrial Park Drive | 200 | 200 | Eólica | Eólica | 0 | 0 | 0 | 0 | 0 | 0 | 0 | 0 | 200 | 0 | 0 | 0 | EIA-860, EIA-860M and EIA-923 | 201603
Estados Unidos | Farmersville | Sequoia PV 1 LLC |  | 36.19 | -119.12 | Farmersville | Tulare | California | 93233 | 401 Terry Avenue | 4.5 | 4.5 | Solar | Solar | 0 | 0 | 0 | 0 | 0 | 0 | 0 | 4.5 | 0 | 0 | 0 | 0 | EIA-860, EIA-860M and EIA-923 | 201603
Estados Unidos | OCI Alamo 3 LLC | Consolidated Edison Development Inc. |  | 29.4792 | -98.2972 | San Antonio | Bexar | Texas | 78109 | 12065 E Loop 1604 | 5.5 | 5.5 | Solar | Solar | 0 | 0 | 0 | 0 | 0 | 0 | 0 | 5.5 | 0 | 0 | 0 | 0 | EIA-860, EIA-860M and EIA-923 | 201603
Estados Unidos | OCI Alamo 5 LLC | Consolidated Edison Development Inc. |  | 29.2167 | -99.7161 | Uvalde | Uvalde | Texas | 78801 | 5061 Farm to Market 1023 | 100 | 100 | Solar | Solar | 0 | 0 | 0 | 0 | 0 | 0 | 0 | 100 | 0 | 0 | 0 | 0 | EIA-860, EIA-860M and EIA-923 | 201603
Estados Unidos | Porterville 6 and 7 | Sequoia PV 3 LLC |  | 36.05 | -119.02 | Porterville | Tulare | California | 93257 | 860 W North Grand Ave | 3 | 3 | Solar | Solar | 0 | 0 | 0 | 0 | 0 | 0 | 0 | 3 | 0 | 0 | 0 | 0 | EIA-860, EIA-860M and EIA-923 | 201603
Estados Unidos | Pecan Row Landfill To Electric Facility | ESG Biofuels (Southern Georgia) Company LLC |  | 30.815 | -83.3625 | Valdosta | Lowndes | Georgia | 31601 | 2995 Wetherington Lane | 4.8 | 4.8 | Biomasa | Biomasa | 0 | 0 | 0 | 0 | 0 | 0 | 0 | 0 | 0 | 0 | 4.8 | 0 | EIA-860, EIA-860M and EIA-923 | 201603
Estados Unidos | Arbuckle Mountain Wind Farm LLC | Arbuckle Mountain Wind Farm LLC |  | 34.3869 | -97.1369 | Ardmore | Murray | Oklahoma | 73401 | TBD | 100 | 100 | Eólica | Eólica | 0 | 0 | 0 | 0 | 0 | 0 | 0 | 0 | 100 | 0 | 0 | 0 | EIA-860, EIA-860M and EIA-923 | 201603
Estados Unidos | Rising Tree Wind Farm II | Rising Tree Wind Farm II LLC |  | 35.0889 | -118.206 | Mojave | Kern | California | 93501 | 15800 70th Street West | 19.8 | 19.8 | Eólica | Eólica | 0 | 0 | 0 | 0 | 0 | 0 | 0 | 0 | 19.8 | 0 | 0 | 0 | EIA-860, EIA-860M and EIA-923 | 201603
Estados Unidos | Rising Tree Wind Farm III | Rising Tree Wind Farm III LLC |  | 35.0606 | -118.243 | Mojave | Kern | California | 93501 | 15509 70th Street West | 99 | 99 | Eólica | Eólica | 0 | 0 | 0 | 0 | 0 | 0 | 0 | 0 | 99 | 0 | 0 | 0 | EIA-860, EIA-860M and EIA-923 | 201603
Estados Unidos | Lone Valley Solar Park II LLC | Lone Valley Solar Park II LLC |  | 34.4083 | -116.863 | Lucerne Valley | San Bernardino | California | 92356 | 8550 Camp Rock Road | 20 | 20 | Solar | Solar | 0 | 0 | 0 | 0 | 0 | 0 | 0 | 20 | 0 | 0 | 0 | 0 | EIA-860, EIA-860M and EIA-923 | 201603
Estados Unidos | Windthorst-2 | EDF Renewable Asset Holdings, Inc. |  | 33.4953 | -98.5 | Archer | Archer | Texas | 76389 | 3885 Loftin Road | 67.6 | 67.6 | Eólica | Eólica | 0 | 0 | 0 | 0 | 0 | 0 | 0 | 0 | 67.6 | 0 | 0 | 0 | EIA-860, EIA-860M and EIA-923 | 201603
Estados Unidos | Eagle Springs Solar LLC | Eagle Springs Solar LLC |  | 39.5261 | -107.696 | Silt | Garfield | Colorado | 81652 | 5454 County Road 346 | 1 | 1 | Solar | Solar | 0 | 0 | 0 | 0 | 0 | 0 | 0 | 1 | 0 | 0 | 0 | 0 | EIA-860, EIA-860M and EIA-923 | 201603
Estados Unidos | Green Gas-Port Charlotte LLC | Port Charlotte Energy LLC |  | 26.7908 | -81.9653 | Punta Gorda | Charlotte | Florida | 33955 | 29561 Zemel Road | 2.8 | 2.8 | Biomasa | Biomasa | 0 | 0 | 0 | 0 | 0 | 0 | 0 | 0 | 0 | 0 | 2.8 | 0 | EIA-860, EIA-860M and EIA-923 | 201603
Estados Unidos | Brockelman | Integrys MA Solar, LLC |  | 42.4814 | -71.7169 | Lancaster | Worcester | Massachusetts | 01523 | 267 Brockelman Road | 3 | 3 | Solar | Solar | 0 | 0 | 0 | 0 | 0 | 0 | 0 | 3 | 0 | 0 | 0 | 0 | EIA-860, EIA-860M and EIA-923 | 201603
Estados Unidos | Beverly | Integrys MA Solar, LLC |  | 42.59 | -70.9119 | Beverly | Essex | Massachusetts | 01915 | 3 Cailin Road | 2 | 2 | Solar | Solar | 0 | 0 | 0 | 0 | 0 | 0 | 0 | 2 | 0 | 0 | 0 | 0 | EIA-860, EIA-860M and EIA-923 | 201603
Estados Unidos | CCMUA | Camden Solar Center, LLC |  | 39.9231 | -75.1275 | Camden | Camden | New Jersey | 08104 | 1645 Ferry Avenue | 1.5 | 1.5 | Solar | Solar | 0 | 0 | 0 | 0 | 0 | 0 | 0 | 1.5 | 0 | 0 | 0 | 0 | EIA-860, EIA-860M and EIA-923 | 201603
Estados Unidos | Johnston LFG Turbine Plant | Rhode Island LFG Genco |  | 41.8033 | -71.5233 | Johnston | Providence | Rhode Island | 02919 | 40 Shun Pike | 30.9 | 30.9 | Biomasa | Biomasa | 0 | 0 | 0 | 0 | 0 | 0 | 0 | 0 | 0 | 0 | 30.9 | 0 | EIA-860, EIA-860M and EIA-923 | 201603
Estados Unidos | Hidden View Dairy, LLC | Hidden View Dairy, LLC |  | 41.0328 | -87.0725 | Rensselaer | Jasper | Indiana | 47978 | 1498 West SR 14 | 1 | 1 | Biomasa | Biomasa | 0 | 0 | 0 | 0 | 0 | 0 | 0 | 0 | 0 | 0 | 1 | 0 | EIA-860, EIA-860M and EIA-923 | 201603
Estados Unidos | Lancaster Little Rock | Sustainable Power Group, LLC |  | 34.5994 | -117.933 | Landers | Los Angeles | California | 93536 | 110th St East and East Ave P | 5 | 5 | Solar | Solar | 0 | 0 | 0 | 0 | 0 | 0 | 0 | 5 | 0 | 0 | 0 | 0 | EIA-860, EIA-860M and EIA-923 | 201603
Estados Unidos | Merced Solar LLC | Merced Solar LLC |  | 37.2678 | -120.484 | Merced | Merced | California | 95341 | 97 Vassar Avenue | 1.5 | 1.5 | Solar | Solar | 0 | 0 | 0 | 0 | 0 | 0 | 0 | 1.5 | 0 | 0 | 0 | 0 | EIA-860, EIA-860M and EIA-923 | 201603
Estados Unidos | Mission Solar LLC | Mission Solar LLC |  | 37.2678 | -120.482 | Merced | Merced | California | 95341 | 235 Vassar Avenue | 1.5 | 1.5 | Solar | Solar | 0 | 0 | 0 | 0 | 0 | 0 | 0 | 1.5 | 0 | 0 | 0 | 0 | EIA-860, EIA-860M and EIA-923 | 201603
Estados Unidos | Hollister Solar LLC | Hollister Solar LLC |  | 36.8625 | -121.429 | Hollister | San Benito | California | 95023 | 1850 Buena Vista Road | 1.5 | 1.5 | Solar | Solar | 0 | 0 | 0 | 0 | 0 | 0 | 0 | 1.5 | 0 | 0 | 0 | 0 | EIA-860, EIA-860M and EIA-923 | 201603
Estados Unidos | Victor Mesa Linda B2 | Sustainable Power Group, LLC |  | 34.5128 | -117.387 | Victorville | San Bernardino | California | 92392 | 12601 Seneca Road | 1.5 | 1.5 | Solar | Solar | 0 | 0 | 0 | 0 | 0 | 0 | 0 | 1.5 | 0 | 0 | 0 | 0 | EIA-860, EIA-860M and EIA-923 | 201603
Estados Unidos | Victor Mesa Linda C2 | Sustainable Power Group, LLC |  | 34.5114 | -117.387 | Victorville | San Bernardino | California | 92392 | 12603 Seneca Road | 1.5 | 1.5 | Solar | Solar | 0 | 0 | 0 | 0 | 0 | 0 | 0 | 1.5 | 0 | 0 | 0 | 0 | EIA-860, EIA-860M and EIA-923 | 201603
Estados Unidos | Victor Mesa Linda D2 | Sustainable Power Group, LLC |  | 34.5094 | -117.387 | Victorville | San Bernardino | California | 92392 | 12605 Seneca Road | 1.5 | 1.5 | Solar | Solar | 0 | 0 | 0 | 0 | 0 | 0 | 0 | 1.5 | 0 | 0 | 0 | 0 | EIA-860, EIA-860M and EIA-923 | 201603
Estados Unidos | Victor Mesa Linda E2 | Sustainable Power Group, LLC |  | 34.5081 | -117.387 | Victorville | San Bernardino | California | 92392 | 12607 Seneca Road | 1.5 | 1.5 | Solar | Solar | 0 | 0 | 0 | 0 | 0 | 0 | 0 | 1.5 | 0 | 0 | 0 | 0 | EIA-860, EIA-860M and EIA-923 | 201603
Estados Unidos | SEPV Palmdale East | Sustainable Power Group, LLC |  | 34.6131 | -117.939 | Palmdale | Los Angeles | California | 93591 | East Ave O and 110th St East | 10 | 10 | Solar | Solar | 0 | 0 | 0 | 0 | 0 | 0 | 0 | 10 | 0 | 0 | 0 | 0 | EIA-860, EIA-860M and EIA-923 | 201603
Estados Unidos | Sutter Greeworks LLC | Sustainable Power Group, LLC |  | 40.9281 | -72.7711 | Calverton | Suffolk | New York | 11933 | NY State Rte 25 and Fresh Pond | 5 | 5 | Solar | Solar | 0 | 0 | 0 | 0 | 0 | 0 | 0 | 5 | 0 | 0 | 0 | 0 | EIA-860, EIA-860M and EIA-923 | 201603
Estados Unidos | Sterlington Greenworks LLC | Sustainable Power Group, LLC |  | 41.0675 | -72.4403 | Calverton | Suffolk | New York | 11933 | Middle Rd and Tucker Ln | 1.3 | 1.3 | Solar | Solar | 0 | 0 | 0 | 0 | 0 | 0 | 0 | 1.3 | 0 | 0 | 0 | 0 | EIA-860, EIA-860M and EIA-923 | 201603
Estados Unidos | Medford WWTP | NJR Clean Energy Ventures Corporation |  | 39.9222 | -74.8067 | Medford | Burlington | New Jersey | 08055 | 18 Fostertown Road | 1.3 | 1.3 | Solar | Solar | 0 | 0 | 0 | 0 | 0 | 0 | 0 | 1.3 | 0 | 0 | 0 | 0 | EIA-860, EIA-860M and EIA-923 | 201603
Estados Unidos | Reeves South | NJR Clean Energy Ventures Corporation |  | 39.9267 | -74.8136 | Medford | Burlington | New Jersey | 08055 | 7-12 Reeves Station Road | 1 | 1 | Solar | Solar | 0 | 0 | 0 | 0 | 0 | 0 | 0 | 1 | 0 | 0 | 0 | 0 | EIA-860, EIA-860M and EIA-923 | 201603
Estados Unidos | California PV Energy at ISD WWTP | California PV Energy LLC |  | 38.0011 | -121.704 | Oakley | Contra Costa | California | 94561 | 450 Walnut Meadows Drive | 1 | 1 | Solar | Solar | 0 | 0 | 0 | 0 | 0 | 0 | 0 | 1 | 0 | 0 | 0 | 0 | EIA-860, EIA-860M and EIA-923 | 201603
Estados Unidos | Mammoth Plains | NextEra Energy Resources |  | 35.9789 | -98.7103 | Oakwood | Dewey | Oklahoma | 73658 | 71119 N 2410 Rd | 199 | 199 | Eólica | Eólica | 0 | 0 | 0 | 0 | 0 | 0 | 0 | 0 | 199 | 0 | 0 | 0 | EIA-860, EIA-860M and EIA-923 | 201603
Estados Unidos | WED NK Green | WED NK Green LLC |  | 41.5817 | -71.4867 | North Kingstown | Washington | Rhode Island | 02852 | 42 Thorton Way | 1.5 | 1.5 | Eólica | Eólica | 0 | 0 | 0 | 0 | 0 | 0 | 0 | 0 | 1.5 | 0 | 0 | 0 | EIA-860, EIA-860M and EIA-923 | 201603
Estados Unidos | Carrier Clinic | Sunlight General Solar Fund II, LLC |  | 40.47 | -74.685 | Belle Mead | Somerset | New Jersey | 08502 | 252 County Road 601 | 1.5 | 1.5 | Solar | Solar | 0 | 0 | 0 | 0 | 0 | 0 | 0 | 1.5 | 0 | 0 | 0 | 0 | EIA-860, EIA-860M and EIA-923 | 201603
Estados Unidos | Hanford 1 and 2 | Sequoia PV 2, LLC |  | 36.3067 | -119.629 | Hanford | Kings | California | 93230 | 9630 Orchard Drive | 3 | 3 | Solar | Solar | 0 | 0 | 0 | 0 | 0 | 0 | 0 | 3 | 0 | 0 | 0 | 0 | EIA-860, EIA-860M and EIA-923 | 201603
Estados Unidos | Black Oak Power Producers, LLC | Enerdyne Power Systems Inc |  | 37.2319 | -92.4539 | Hartville | Wright | Missouri | 65667 | 5054 Highway HH | 3.8 | 3.8 | Biomasa | Biomasa | 0 | 0 | 0 | 0 | 0 | 0 | 0 | 0 | 0 | 0 | 3.8 | 0 | EIA-860, EIA-860M and EIA-923 | 201603
Estados Unidos | Seiling Wind I | NextEra Energy Seiling Wind |  | 36.1225 | -98.9922 | Seiling | Dewey | Oklahoma | 73663 | 61495 N 2250 Road | 199 | 199 | Eólica | Eólica | 0 | 0 | 0 | 0 | 0 | 0 | 0 | 0 | 199 | 0 | 0 | 0 | EIA-860, EIA-860M and EIA-923 | 201603
Estados Unidos | Seiling Wind II | NextEra Energy Seiling Wind |  | 36.1225 | -98.9922 | Seiling | Dewey | Oklahoma | 73663 | 61495 N 2250 Road | 98.6 | 98.6 | Eólica | Eólica | 0 | 0 | 0 | 0 | 0 | 0 | 0 | 0 | 98.6 | 0 | 0 | 0 | EIA-860, EIA-860M and EIA-923 | 201603
Estados Unidos | North Run | NJR Clean Energy Ventures Corporation |  | 40.0631 | -74.5806 | Wrightstown | Burlington | New Jersey | 08562 | 210 Jacobstown-Cookstown Road | 5 | 5 | Solar | Solar | 0 | 0 | 0 | 0 | 0 | 0 | 0 | 5 | 0 | 0 | 0 | 0 | EIA-860, EIA-860M and EIA-923 | 201603
Estados Unidos | Rock Solid | NJR Clean Energy Ventures Corporation |  | 40.2258 | -74.2203 | Howell | Monmouth | New Jersey | 07731 | 368 Fairfield Road | 8 | 8 | Solar | Solar | 0 | 0 | 0 | 0 | 0 | 0 | 0 | 8 | 0 | 0 | 0 | 0 | EIA-860, EIA-860M and EIA-923 | 201603
Estados Unidos | Los Vientos Windpower III | Los Vientos Windpower III, LLC |  | 26.3886 | -98.8061 | Rio Grande City | Starr | Texas | 78582 | 200 FM 490 | 200 | 200 | Eólica | Eólica | 0 | 0 | 0 | 0 | 0 | 0 | 0 | 0 | 200 | 0 | 0 | 0 | EIA-860, EIA-860M and EIA-923 | 201603
Estados Unidos | Pumpjack Solar I | Pumpjack Solar I, LLC |  | 35.3056 | -119.622 | McKittrick | Kern | California | 93251 | 4100 Lokern Rd | 20 | 20 | Solar | Solar | 0 | 0 | 0 | 0 | 0 | 0 | 0 | 20 | 0 | 0 | 0 | 0 | EIA-860, EIA-860M and EIA-923 | 201603
Estados Unidos | Sacramento (SMUD) | WGL Energy Systems, Inc |  | 38.5872 | -121.458 | Sacramento | Sacramento | California | 95816 | 20 28th Street | 1.5 | 1.5 | Solar | Solar | 0 | 0 | 0 | 0 | 0 | 0 | 0 | 1.5 | 0 | 0 | 0 | 0 | EIA-860, EIA-860M and EIA-923 | 201603
Estados Unidos | Marlboro Mushrooms Solar Field | Marlboro Mushroom |  | 39.8828 | -75.8294 | West Grove | Chester | Pennsylvania | 19390 | 200 Clonmell Upland RD | 1 | 1 | Solar | Solar | 0 | 0 | 0 | 0 | 0 | 0 | 0 | 1 | 0 | 0 | 0 | 0 | EIA-860, EIA-860M and EIA-923 | 201603
Estados Unidos | Golden Acorn Casino | Foundation CA Fund VII Manager, LLC |  | 32.7021 | -116.355 | Campo | San Diego | California | 91906 | 1800 Golden Acorn Way | 1 | 1 | Eólica | Eólica | 0 | 0 | 0 | 0 | 0 | 0 | 0 | 0 | 1 | 0 | 0 | 0 | EIA-860, EIA-860M and EIA-923 | 201603
Estados Unidos | City of Soledad Water Reclamation | Foundation CA Fund VII Manager, LLC |  | 36.4211 | -121.34 | Soledad | Monterey | California | 93960 | 34520 Morisoli Road | 1 | 1 | Eólica | Eólica | 0 | 0 | 0 | 0 | 0 | 0 | 0 | 0 | 1 | 0 | 0 | 0 | EIA-860, EIA-860M and EIA-923 | 201603
Estados Unidos | Taylor Farms | Foundation CA Fund VII Manager, LLC |  | 36.505 | -121.452 | Gonzales | Monterey | California | 93926 | 100 Puente Del Monte Ave | 1 | 1 | Eólica | Eólica | 0 | 0 | 0 | 0 | 0 | 0 | 0 | 0 | 1 | 0 | 0 | 0 | EIA-860, EIA-860M and EIA-923 | 201603
Estados Unidos | Anheuser-Busch #2 | Foundation CA Fund VII Manager, LLC |  | 38.2336 | -122.092 | Fairfield | Solano | California | 94533 | 3101 Busch Drive | 1.6 | 1.6 | Eólica | Eólica | 0 | 0 | 0 | 0 | 0 | 0 | 0 | 0 | 1.6 | 0 | 0 | 0 | EIA-860, EIA-860M and EIA-923 | 201603
Estados Unidos | Mesquite Creek Wind |  |  | 32.7 | -101.741 | Lamesa | Dawson | Texas | 79331 | 2412 County Road W | 211.2 | 211.2 | Eólica | Eólica | 0 | 0 | 0 | 0 | 0 | 0 | 0 | 0 | 211.2 | 0 | 0 | 0 | EIA-860, EIA-860M and EIA-923 | 201603
Estados Unidos | Faison Solar | Faison Solar LLC |  | 35.0697 | -78.1161 | Faison | Duplin | North Carolina | 28341 | 166 Robert Hobbs Road | 2 | 2 | Solar | Solar | 0 | 0 | 0 | 0 | 0 | 0 | 0 | 2 | 0 | 0 | 0 | 0 | EIA-860, EIA-860M and EIA-923 | 201603
Estados Unidos | Catalina Solar 2, LLC | Dominion Renewable Energy |  | 34.8122 | -118.353 | Rosamond | Kern | California | 93560 | 70101 125th Street West | 18 | 18 | Solar | Solar | 0 | 0 | 0 | 0 | 0 | 0 | 0 | 18 | 0 | 0 | 0 | 0 | EIA-860, EIA-860M and EIA-923 | 201603
Estados Unidos | MCLB Landfill Gas to Energy | Inst and Envir Div Marine Logistics Base |  | 31.5461 | -84.0675 | Albany | Dougherty | Georgia | 31704 | 814 Radford Blvd | 1.9 | 1.9 | Biomasa | Biomasa | 0 | 0 | 0 | 0 | 0 | 0 | 0 | 0 | 0 | 0 | 1.9 | 0 | EIA-860, EIA-860M and EIA-923 | 201603
Estados Unidos | Harrell's Hill Solar Center LLC | Heelstone Energy Holdings, LLC |  | 35.2119 | -78.1008 | Mt. Oilive | Wayne | North Carolina | 28365 | Harrell's Hill Road | 5 | 5 | Solar | Solar | 0 | 0 | 0 | 0 | 0 | 0 | 0 | 5 | 0 | 0 | 0 | 0 | EIA-860, EIA-860M and EIA-923 | 201603
Estados Unidos | Quinto Solar PV Project | SunPower Corporation, Systems |  | 37.1303 | -121.052 | Gustine | Merced | California | 95322 | 30560 W. McCabe Road | 105.1 | 105.1 | Solar | Solar | 0 | 0 | 0 | 0 | 0 | 0 | 0 | 105.1 | 0 | 0 | 0 | 0 | EIA-860, EIA-860M and EIA-923 | 201603
Estados Unidos | Dorena Hydro-Electric Facility | Dorena Hydro, LLC |  | 43.7867 | -122.958 | Cottage Grove | Lane | Oregon | 97424 | 37999 Spillway Road | 7.5 | 7.5 | Hidroeléctrica | Hidroeléctrica | 0 | 0 | 0 | 0 | 7.5 | 0 | 0 | 0 | 0 | 0 | 0 | 0 | EIA-860, EIA-860M and EIA-923 | 201603
Estados Unidos | Devens | Devens |  | 42.5619 | -71.6228 | Shirley | Middlesex | Massachusetts | 01464 | 102 Walker Road | 2 | 2 | Solar | Solar | 0 | 0 | 0 | 0 | 0 | 0 | 0 | 2 | 0 | 0 | 0 | 0 | EIA-860, EIA-860M and EIA-923 | 201603
Estados Unidos | SCE-Snowline-Duncan Road (North) | SunEdison LLC |  | 34.4739 | -117.563 | Phelan | San Bernardino | California | 92371 | 4678 Duncan Road, Unit A | 1.5 | 1.5 | Solar | Solar | 0 | 0 | 0 | 0 | 0 | 0 | 0 | 1.5 | 0 | 0 | 0 | 0 | EIA-860, EIA-860M and EIA-923 | 201603
Estados Unidos | SCE-Snowline-Duncan Road (South) | SunEdison LLC |  | 34.4714 | -117.562 | Phelan | San Bernardino | California | 92371 | 4678 Duncan Road, Unit B | 1 | 1 | Solar | Solar | 0 | 0 | 0 | 0 | 0 | 0 | 0 | 1 | 0 | 0 | 0 | 0 | EIA-860, EIA-860M and EIA-923 | 201603
Estados Unidos | Browne Solar LLC | SunRay Power LLC |  | 42.2008 | -72.3222 | Palmer | Hampden | Massachusetts | 01069 | 203 Stat Street | 1.4 | 1.4 | Solar | Solar | 0 | 0 | 0 | 0 | 0 | 0 | 0 | 1.4 | 0 | 0 | 0 | 0 | EIA-860, EIA-860M and EIA-923 | 201603
Estados Unidos | Indian Hill Solar LLC | SunRay Power LLC |  | 42.2008 | -72.3222 | Palmer | Hampden | Massachusetts | 01069 | 203 State Street | 1.4 | 1.4 | Solar | Solar | 0 | 0 | 0 | 0 | 0 | 0 | 0 | 1.4 | 0 | 0 | 0 | 0 | EIA-860, EIA-860M and EIA-923 | 201603
Estados Unidos | State Street Solar LLC | SunRay Power LLC |  | 42.2008 | -72.3222 | Palmer | Hampden | Massachusetts | 01069 | 203 State Street | 1.4 | 1.4 | Solar | Solar | 0 | 0 | 0 | 0 | 0 | 0 | 0 | 1.4 | 0 | 0 | 0 | 0 | EIA-860, EIA-860M and EIA-923 | 201603
Estados Unidos | Plainfield One Solar LLC | SunRay Power LLC |  | 40.605 | -74.4394 | Plainfield | Somerset | New Jersey | 07060 | 1000 South Second Street | 1.3 | 1.3 | Solar | Solar | 0 | 0 | 0 | 0 | 0 | 0 | 0 | 1.3 | 0 | 0 | 0 | 0 | EIA-860, EIA-860M and EIA-923 | 201603
Estados Unidos | 24 Applegate Solar LLC | SunRay Power LLC |  | 40.2058 | -74.5797 | Robbinsville | Mercer | New Jersey | 08691 | 24 Applegate Drive | 4.9 | 4.9 | Solar | Solar | 0 | 0 | 0 | 0 | 0 | 0 | 0 | 4.9 | 0 | 0 | 0 | 0 | EIA-860, EIA-860M and EIA-923 | 201603
Estados Unidos | G&S Wantage Solar LLC | SunRay Power LLC |  | 41.1892 | -74.5917 | Wantage | Sussex | New Jersey | 07461 | Clark Road, Block 4 Lots 1.01 | 8.5 | 8.5 | Solar | Solar | 0 | 0 | 0 | 0 | 0 | 0 | 0 | 8.5 | 0 | 0 | 0 | 0 | EIA-860, EIA-860M and EIA-923 | 201603
Estados Unidos | Engelhard Solar LLC | SunRay Power LLC |  | 40.33 | -74.4625 | Monroe | Middlesex | New Jersey | 08831 | 30 Engelhard Drive | 1.1 | 1.1 | Solar | Solar | 0 | 0 | 0 | 0 | 0 | 0 | 0 | 1.1 | 0 | 0 | 0 | 0 | EIA-860, EIA-860M and EIA-923 | 201603
Estados Unidos | Westborough Solar LLC | SunRay Power LLC |  | 42.2633 | -71.6092 | Westborough | Worcester | Massachusetts | 01581 | 7 Maple Ave | 2.2 | 2.2 | Solar | Solar | 0 | 0 | 0 | 0 | 0 | 0 | 0 | 2.2 | 0 | 0 | 0 | 0 | EIA-860, EIA-860M and EIA-923 | 201603
Estados Unidos | Lakewood Seven Solar LLC | SunRay Power LLC |  | 40.0575 | -74.1856 | Lakewood | Ocean | New Jersey | 08701 | 1700 Oak Street | 1 | 1 | Solar | Solar | 0 | 0 | 0 | 0 | 0 | 0 | 0 | 1 | 0 | 0 | 0 | 0 | EIA-860, EIA-860M and EIA-923 | 201603
Estados Unidos | 4 Applegate Solar LLC | SunRay Power LLC |  | 40.1964 | -74.5836 | Robbinsville | Mercer | New Jersey | 08691 | 4 Applegate Drive | 1.8 | 1.8 | Solar | Solar | 0 | 0 | 0 | 0 | 0 | 0 | 0 | 1.8 | 0 | 0 | 0 | 0 | EIA-860, EIA-860M and EIA-923 | 201603
Estados Unidos | 12 Applegate Solar LLC | SunRay Power LLC |  | 40.2003 | -74.5761 | Robbinsville | Mercer | New Jersey | 08691 | 12 Applegate Drive | 1.9 | 1.9 | Solar | Solar | 0 | 0 | 0 | 0 | 0 | 0 | 0 | 1.9 | 0 | 0 | 0 | 0 | EIA-860, EIA-860M and EIA-923 | 201603
Estados Unidos | Old Mill Solar | Old Mill Solar |  | 42.2033 | -121.046 | Bly | Klamath | Oregon | 97622 | 60965 Highway 140 E | 5 | 5 | Solar | Solar | 0 | 0 | 0 | 0 | 0 | 0 | 0 | 5 | 0 | 0 | 0 | 0 | EIA-860, EIA-860M and EIA-923 | 201603
Estados Unidos | Rose Hill | Rose Hill Solar LLC |  | 34.8239 | -77.9697 | Rose Hill | Duplin | North Carolina | 28458 | 1315 West Charity Rd | 2 | 2 | Solar | Solar | 0 | 0 | 0 | 0 | 0 | 0 | 0 | 2 | 0 | 0 | 0 | 0 | EIA-860, EIA-860M and EIA-923 | 201603
Estados Unidos | Dunn | Dunn Solar, LLC |  | 35.475 | -78.5486 | Dunn | Harnett | North Carolina | 28334 | 700 Webb Road | 2 | 2 | Solar | Solar | 0 | 0 | 0 | 0 | 0 | 0 | 0 | 2 | 0 | 0 | 0 | 0 | EIA-860, EIA-860M and EIA-923 | 201603
Estados Unidos | Town of Cary | FLS Solar 80, LLC |  | 34.8239 | -77.9697 | Apex | Duplin | North Carolina | 28340 | 4900 West Lake Road | 1.5 | 1.5 | Solar | Solar | 0 | 0 | 0 | 0 | 0 | 0 | 0 | 1.5 | 0 | 0 | 0 | 0 | EIA-860, EIA-860M and EIA-923 | 201603
Estados Unidos | Wildwood Solar I, LLC | Wildwood Solar I, LLC |  | 35.6158 | -119.578 | Wasco | Kern | California | 93280 | 23900 McCombs Road | 19.5 | 19.5 | Solar | Solar | 0 | 0 | 0 | 0 | 0 | 0 | 0 | 19.5 | 0 | 0 | 0 | 0 | EIA-860, EIA-860M and EIA-923 | 201603
Estados Unidos | Paisley Geothermal Generating Plant | Surprise Valley Electrification |  | 42.6958 | -120.558 | Paisley | Lake | Oregon | 97636 | 38650 Highway 31 | 1.8 | 1.8 | Geotérmica | Geotérmica | 0 | 0 | 0 | 0 | 0 | 0 | 0 | 0 | 0 | 1.8 | 0 | 0 | EIA-860, EIA-860M and EIA-923 | 201603
Estados Unidos | South Plains Wind Phase I | First Wind O&M, LLC |  | 34.0806 | -101.324 | Floydada | Floyd | Texas | 79241 | 1700 State Highway 207 | 200 | 200 | Eólica | Eólica | 0 | 0 | 0 | 0 | 0 | 0 | 0 | 0 | 200 | 0 | 0 | 0 | EIA-860, EIA-860M and EIA-923 | 201603
Estados Unidos | True North | CD US Solar MT1 LLC |  | 42.8475 | -70.8983 | Salisbury | Essex | Massachusetts | 01952 | 12 Rabbit Road, Gate #1210 | 4.8 | 4.8 | Solar | Solar | 0 | 0 | 0 | 0 | 0 | 0 | 0 | 4.8 | 0 | 0 | 0 | 0 | EIA-860, EIA-860M and EIA-923 | 201603
Estados Unidos | Blue Ridge Generating | North American Biofuels, LLC |  | 37.7411 | -83.9889 | Irvine | Estill | Kentucky | 40336 | 2700 Winchester | 1.2 | 1.2 | Biomasa | Biomasa | 0 | 0 | 0 | 0 | 0 | 0 | 0 | 0 | 0 | 0 | 1.2 | 0 | EIA-860, EIA-860M and EIA-923 | 201603
Estados Unidos | Eubank Landfill Solar Array | Suncore Photovoltaics, Inc |  | 35.0492 | -106.53 | Albuquerque | Bernalillo | New Mexico | 87123 | 1660 Eubank Blvd SE | 2 | 2 | Solar | Solar | 0 | 0 | 0 | 0 | 0 | 0 | 0 | 2 | 0 | 0 | 0 | 0 | EIA-860, EIA-860M and EIA-923 | 201603
Estados Unidos | Grafton Solar | CD US Solar MT 2 LLC |  | 42.1992 | -71.6792 | Grafton | Worcester | Massachusetts | 01519 | 21 Follette St | 1.5 | 1.5 | Solar | Solar | 0 | 0 | 0 | 0 | 0 | 0 | 0 | 1.5 | 0 | 0 | 0 | 0 | EIA-860, EIA-860M and EIA-923 | 201603
Estados Unidos | City of Tulare Water Facility | City of Tulare Water Pollution Control |  | 36.185 | -119.375 | Tulare | Tulare | California | 93274 | 1875 South West Street | 2.6 | 2.6 | Biomasa | Biomasa | 0 | 0 | 0 | 0 | 0 | 0 | 0 | 1.1 | 0 | 0 | 1.5 | 0 | EIA-860, EIA-860M and EIA-923 | 201603
Estados Unidos | Shaffer | CD US Solar MT3, LLC |  | 42.5942 | -71.2494 | Billerica | Middlesex | Massachusetts | 01821 | 201 Pond Street | 5 | 5 | Solar | Solar | 0 | 0 | 0 | 0 | 0 | 0 | 0 | 5 | 0 | 0 | 0 | 0 | EIA-860, EIA-860M and EIA-923 | 201603
Estados Unidos | Searchlight Solar | Searchlight Solar LLC |  | 35.4797 | -114.936 | Searchlight | Clark | Nevada | 89046 | TBD | 17.5 | 17.5 | Solar | Solar | 0 | 0 | 0 | 0 | 0 | 0 | 0 | 17.5 | 0 | 0 | 0 | 0 | EIA-860, EIA-860M and EIA-923 | 201603
Estados Unidos | Diamond Valley Solar Project | Diamond Valley Solar LLC |  | 33.7131 | -117.073 | Winchester | Riverside | California | 92596 | 33725 E. Grand Avenue | 1.3 | 1.3 | Solar | Solar | 0 | 0 | 0 | 0 | 0 | 0 | 0 | 1.3 | 0 | 0 | 0 | 0 | EIA-860, EIA-860M and EIA-923 | 201603
Estados Unidos | Facile Solar | Facile Solar LLC |  | 36.0989 | -79.4939 | Elon | Alamance | North Carolina | 27244 | 2635 West Front Street | 2 | 2 | Solar | Solar | 0 | 0 | 0 | 0 | 0 | 0 | 0 | 2 | 0 | 0 | 0 | 0 | EIA-860, EIA-860M and EIA-923 | 201603
Estados Unidos | Newman Solar | Newman Solar LLC |  | 31.9783 | -106.427 | El Paso | El Paso | Texas | 79934 | 4920 Stan Roberts Senior Ave | 10.3 | 10.3 | Solar | Solar | 0 | 0 | 0 | 0 | 0 | 0 | 0 | 10.3 | 0 | 0 | 0 | 0 | EIA-860, EIA-860M and EIA-923 | 201603
Estados Unidos | Shafter Solar LLC | Shafter Solar LLC |  | 35.3933 | -119.128 | Bakersfield | Kern | California | 93314 | 3701 Jewetta Ave North | 20 | 20 | Solar | Solar | 0 | 0 | 0 | 0 | 0 | 0 | 0 | 20 | 0 | 0 | 0 | 0 | EIA-860, EIA-860M and EIA-923 | 201603
Estados Unidos | Madelyn Solar, LLC | CD US Solar PO 3, LLC |  | 34.7683 | -117.324 | Silver Lake | San Bernardino | California | 92342 | 28468 Smithson Road | 1 | 1 | Solar | Solar | 0 | 0 | 0 | 0 | 0 | 0 | 0 | 1 | 0 | 0 | 0 | 0 | EIA-860, EIA-860M and EIA-923 | 201603
Estados Unidos | Rudy Solar, LLC | CD US Solar PO 3, LLC |  | 34.7664 | -117.324 | Silver Lake | San Bernardino | California | 92342 | 28368 Smithson Road | 1.5 | 1.5 | Solar | Solar | 0 | 0 | 0 | 0 | 0 | 0 | 0 | 1.5 | 0 | 0 | 0 | 0 | EIA-860, EIA-860M and EIA-923 | 201603
Estados Unidos | Mitchell Solar, LLC | CD US Solar PO 3, LLC |  | 34.765 | -117.324 | Silver Lake | San Bernardino | California | 92342 | 28258 Smithson Road | 1.5 | 1.5 | Solar | Solar | 0 | 0 | 0 | 0 | 0 | 0 | 0 | 1.5 | 0 | 0 | 0 | 0 | EIA-860, EIA-860M and EIA-923 | 201603
Estados Unidos | Algonquin SKIC20 Solar LLC | Algonquin Power Co |  | 35.1261 | -119.243 | Taft | Kern | California | 93268 | 2301 Santiago Road | 20 | 20 | Solar | Solar | 0 | 0 | 0 | 0 | 0 | 0 | 0 | 20 | 0 | 0 | 0 | 0 | EIA-860, EIA-860M and EIA-923 | 201603
Estados Unidos | Corcoran Solar 2 | Consolidated Edison Development Inc. |  | 36.1419 | -119.582 | Corcoran | Kings | California | 93201 | 6734 Nevada Avenue | 19.8 | 19.8 | Solar | Solar | 0 | 0 | 0 | 0 | 0 | 0 | 0 | 19.8 | 0 | 0 | 0 | 0 | EIA-860, EIA-860M and EIA-923 | 201603
Estados Unidos | Atwell Island West Solar | Consolidated Edison Development Inc. |  | 35.815 | -119.46 | Alpaugh | Tulare | California | 93219 | 5189 Avenue 16 | 20 | 20 | Solar | Solar | 0 | 0 | 0 | 0 | 0 | 0 | 0 | 20 | 0 | 0 | 0 | 0 | EIA-860, EIA-860M and EIA-923 | 201603
Estados Unidos | Anaheim Solar Energy Plant | Anaheim Public Utilities |  | 33.8025 | -117.92 | Anaheim | Orange | California | 92802 | 800 W. Katella Ave. | 2 | 2 | Solar | Solar | 0 | 0 | 0 | 0 | 0 | 0 | 0 | 2 | 0 | 0 | 0 | 0 | EIA-860, EIA-860M and EIA-923 | 201603
Estados Unidos | Pleasant Hill Wind Energy Project | Pleasant Hill Wind Energy LLC |  | 33.7389 | -101.485 | Lorenzo | Crosby | Texas | 79343 | 597 FM 1471 | 20 | 20 | Eólica | Eólica | 0 | 0 | 0 | 0 | 0 | 0 | 0 | 0 | 20 | 0 | 0 | 0 | EIA-860, EIA-860M and EIA-923 | 201603
Estados Unidos | SCE-Snowline-White Road (South) | SunEdison LLC |  | 34.4131 | -117.471 | Phelan | San Bernardino | California | 92371 | 8928 White Road, Unit C | 1.5 | 1.5 | Solar | Solar | 0 | 0 | 0 | 0 | 0 | 0 | 0 | 1.5 | 0 | 0 | 0 | 0 | EIA-860, EIA-860M and EIA-923 | 201603
Estados Unidos | SCE-Snowline-White Road (North) | SunEdison LLC |  | 34.4175 | -117.47 | Phelan | San Bernardino | California | 92371 | 8928 White Road, Unit A | 1.5 | 1.5 | Solar | Solar | 0 | 0 | 0 | 0 | 0 | 0 | 0 | 1.5 | 0 | 0 | 0 | 0 | EIA-860, EIA-860M and EIA-923 | 201603
Estados Unidos | SCE-Snowline-White Rd (Central) | SunEdison LLC |  | 34.4153 | -117.47 | Phelan | San Bernardino | California | 92371 | 8928 White Road, Unit B | 1.5 | 1.5 | Solar | Solar | 0 | 0 | 0 | 0 | 0 | 0 | 0 | 1.5 | 0 | 0 | 0 | 0 | EIA-860, EIA-860M and EIA-923 | 201603
Estados Unidos | IND Solar Farm (Phase IIA) | Indy Airport Solar Project II, LLC |  | 39.6947 | -86.3217 | Indianapolis | Marion | Indiana | 46241 | 4250 W. Perimeter Road | 7.5 | 7.5 | Solar | Solar | 0 | 0 | 0 | 0 | 0 | 0 | 0 | 7.5 | 0 | 0 | 0 | 0 | EIA-860, EIA-860M and EIA-923 | 201603
Estados Unidos | Zimmerman Energy | Landfill Energy Systems |  | 41.2378 | -86.2461 | Argos | Marshall | Indiana | 46501 | 8912 SR 110 | 5.7 | 5.7 | Biomasa | Biomasa | 0 | 0 | 0 | 0 | 0 | 0 | 0 | 0 | 0 | 0 | 5.7 | 0 | EIA-860, EIA-860M and EIA-923 | 201603
Estados Unidos | GKS Solar | SolNCPower2, LLC |  | 36.2483 | -76.5019 | Belvidere | Perquimans | North Carolina | 27918 | 932 Belvidere Road | 5 | 5 | Solar | Solar | 0 | 0 | 0 | 0 | 0 | 0 | 0 | 5 | 0 | 0 | 0 | 0 | EIA-860, EIA-860M and EIA-923 | 201603
Estados Unidos | Two Mile Solar | SolNCPower1, LLC |  | 36.2231 | -76.4619 | Winfall | Perquimans | North Carolina | 27985 | 157 Two Mile Desert Road | 5 | 5 | Solar | Solar | 0 | 0 | 0 | 0 | 0 | 0 | 0 | 5 | 0 | 0 | 0 | 0 | EIA-860, EIA-860M and EIA-923 | 201603
Estados Unidos | Downs Farm Solar | Downs Farm Solar, LLC |  | 36.3619 | -76.9169 | Cofield | Hertford | North Carolina | 27977 | 407 NC 45 S | 5 | 5 | Solar | Solar | 0 | 0 | 0 | 0 | 0 | 0 | 0 | 5 | 0 | 0 | 0 | 0 | EIA-860, EIA-860M and EIA-923 | 201603
Estados Unidos | NRG Solar Las Vegas MB-1 | NRG Solar Las Vegas MB-1 |  | 36.0886 | -115.178 | Las Vegas | Clark | Nevada | 89119 | 3950 Las Vegas Blvd. South | 5 | 5 | Solar | Solar | 0 | 0 | 0 | 0 | 0 | 0 | 0 | 5 | 0 | 0 | 0 | 0 | EIA-860, EIA-860M and EIA-923 | 201603
Estados Unidos | Sierra Solar Greenworks | Sustainable Power Group, LLC |  | 34.7036 | -118.334 | Lancaster | Los Angeles | California | 93536 | 11584 West Avenue I | 20 | 20 | Solar | Solar | 0 | 0 | 0 | 0 | 0 | 0 | 0 | 20 | 0 | 0 | 0 | 0 | EIA-860, EIA-860M and EIA-923 | 201603
Estados Unidos | Duke Building 87 | Half Moon Ventures, LLC |  | 39.8908 | -86.2556 | Indianapolis | Marion | Indiana | 46268 | 5355 W. 76th Street | 2.7 | 2.7 | Solar | Solar | 0 | 0 | 0 | 0 | 0 | 0 | 0 | 2.7 | 0 | 0 | 0 | 0 | EIA-860, EIA-860M and EIA-923 | 201603
Estados Unidos | Duke Building 98 | Half Moon Ventures, LLC |  | 39.9047 | -86.26 | Indianapolis | Marion | Indiana | 46268 | 8250-8258 Zionsville Road | 2.7 | 2.7 | Solar | Solar | 0 | 0 | 0 | 0 | 0 | 0 | 0 | 2.7 | 0 | 0 | 0 | 0 | EIA-860, EIA-860M and EIA-923 | 201603
Estados Unidos | Duke Building 129 | Half Moon Ventures, LLC |  | 39.9108 | -86.2453 | Indianapolis | Marion | Indiana | 46268 | 4925-4945 W. 86th Street | 3.4 | 3.4 | Solar | Solar | 0 | 0 | 0 | 0 | 0 | 0 | 0 | 3.4 | 0 | 0 | 0 | 0 | EIA-860, EIA-860M and EIA-923 | 201603
Estados Unidos | Oak Tree Energy | Consolidated Edison Development Inc. |  | 44.9333 | -97.7414 | Clark | Clark | South Dakota | 57225 | 42359 169th Street | 19.5 | 19.5 | Eólica | Eólica | 0 | 0 | 0 | 0 | 0 | 0 | 0 | 0 | 19.5 | 0 | 0 | 0 | EIA-860, EIA-860M and EIA-923 | 201603
Estados Unidos | Lennon Generating | North American Natural Res |  | 42.9817 | -83.9794 | Lennon | Shiawassee | Michigan | 48849 | 9536 E. Lennon Road | 9.2 | 9.2 | Biomasa | Biomasa | 0 | 0 | 0 | 0 | 0 | 0 | 0 | 0 | 0 | 0 | 9.2 | 0 | EIA-860, EIA-860M and EIA-923 | 201603
Estados Unidos | Stillwater B | Brookfield Black Bear Hydro, LLC |  | 44.9127 | -68.6838 | Old Town | Penobscot | Maine | 04489 | 1062 Stillwater Avenue | 2.4 | 2.4 | Hidroeléctrica | Hidroeléctrica | 0 | 0 | 0 | 0 | 2.4 | 0 | 0 | 0 | 0 | 0 | 0 | 0 | EIA-860, EIA-860M and EIA-923 | 201603
Estados Unidos | Orono B | Brookfield Black Bear Hydro, LLC |  | 44.8844 | -68.6639 | Orono | Penobscot | Maine | 04473 | 18 Broadway | 3.9 | 3.9 | Hidroeléctrica | Hidroeléctrica | 0 | 0 | 0 | 0 | 3.9 | 0 | 0 | 0 | 0 | 0 | 0 | 0 | EIA-860, EIA-860M and EIA-923 | 201603
Estados Unidos | COC Surry LFG, LLC | Petra Engineering |  | 36.4386 | -80.5683 | Mount Airy | Surry | North Carolina | 27030 | 237 Landfill Road | 1.5 | 1.5 | Biomasa | Biomasa | 0 | 0 | 0 | 0 | 0 | 0 | 0 | 0 | 0 | 0 | 1.5 | 0 | EIA-860, EIA-860M and EIA-923 | 201603
Estados Unidos | Adelanto Solar II, LLC | Adelanto Solar II, LLC |  | 34.5572 | -117.378 | Adelanto | San Bernardino | California | 92301 | 13401 Rancho Road | 7 | 7 | Solar | Solar | 0 | 0 | 0 | 0 | 0 | 0 | 0 | 7 | 0 | 0 | 0 | 0 | EIA-860, EIA-860M and EIA-923 | 201603
Estados Unidos | Adelanto Solar, LLC | Adelanto Solar, LLC |  | 34.5572 | -117.378 | Adelanto | San Bernardino | California | 92301 | 13291 Rancho Road | 20 | 20 | Solar | Solar | 0 | 0 | 0 | 0 | 0 | 0 | 0 | 20 | 0 | 0 | 0 | 0 | EIA-860, EIA-860M and EIA-923 | 201603
Estados Unidos | Logans Gap Wind LLC | Pattern Operators LP |  | 31.8225 | -98.6906 | Comanche | Comanche | Texas | 76442 | 2011 CR 207 | 200.1 | 200.1 | Eólica | Eólica | 0 | 0 | 0 | 0 | 0 | 0 | 0 | 0 | 200.1 | 0 | 0 | 0 | EIA-860, EIA-860M and EIA-923 | 201603
Estados Unidos | TA-Acacia, LLC | Dominion Renewable Energy |  | 34.6892 | -118.325 | Lancaster | Los Angeles | California | 93536 | 11025 West Avenue J | 20 | 20 | Solar | Solar | 0 | 0 | 0 | 0 | 0 | 0 | 0 | 20 | 0 | 0 | 0 | 0 | EIA-860, EIA-860M and EIA-923 | 201603
Estados Unidos | SR85 | Arizona Public Service Co |  | 33.145 | -112.66 | Buckeye | Maricopa | Arizona | 58326 | 4699 S 83rd Ave | 10 | 10 | Solar | Solar | 0 | 0 | 0 | 0 | 0 | 0 | 0 | 10 | 0 | 0 | 0 | 0 | EIA-860, EIA-860M and EIA-923 | 201603
Estados Unidos | St. Albans SPEED Project | SA Solar Services, LLC |  | 44.7878 | -73.0886 | St. Albans | Franklin | Vermont | 05478 | 351 S. Main Street | 2 | 2 | Solar | Solar | 0 | 0 | 0 | 0 | 0 | 0 | 0 | 2 | 0 | 0 | 0 | 0 | EIA-860, EIA-860M and EIA-923 | 201603
Estados Unidos | Cranbury | RE Cranbury Solar 1, LLC |  | 40.3147 | -74.4992 | Cranbury | Middlesex | New Jersey | 08512 | 5-8 Santa Fe Wau | 5 | 5 | Solar | Solar | 0 | 0 | 0 | 0 | 0 | 0 | 0 | 5 | 0 | 0 | 0 | 0 | EIA-860, EIA-860M and EIA-923 | 201603
Estados Unidos | Pacific Rim Dairy Digester | Maas Energy Works |  | 36.0331 | -119.51 | Corcoran | Tulare | California | 93212 | 13406 Road 24 | 1 | 1 | Biomasa | Biomasa | 0 | 0 | 0 | 0 | 0 | 0 | 0 | 0 | 0 | 0 | 1 | 0 | EIA-860, EIA-860M and EIA-923 | 201603
Estados Unidos | Waxdale | S.C. Johnson & Son, Inc. |  | 42.7094 | -87.8853 | Sturtevant | Racine | Wisconsin | 53177 | 8311 16th Street | 10 | 6.5 | Gas natural | Biomasa | 0 | 3.5 | 0 | 0 | 0 | 0 | 0 | 0 | 3 | 0 | 3.5 | 0 | EIA-860, EIA-860M and EIA-923 | 201603
Estados Unidos | Decatur County Solar Project | Southern Power Co |  | 30.965 | -84.6261 | Bainbridge | Decatur | Georgia | 39817 | 256 Solar Panel Road | 20 | 20 | Solar | Solar | 0 | 0 | 0 | 0 | 0 | 0 | 0 | 20 | 0 | 0 | 0 | 0 | EIA-860, EIA-860M and EIA-923 | 201603
Estados Unidos | Decatur Parkway Solar Project, LLC | Southern Power Co |  | 30.9919 | -84.6339 | Bainbridge | Decatur | Georgia | 39817 | 1457 Brinson Airbase Road | 84 | 84 | Solar | Solar | 0 | 0 | 0 | 0 | 0 | 0 | 0 | 84 | 0 | 0 | 0 | 0 | EIA-860, EIA-860M and EIA-923 | 201603
Estados Unidos | CBC Solar Energy Gen Fac Phase 2 | CBC Alternative Energy, LLC |  | 35.6744 | -78.5261 | Garner | Wake | North Carolina | 27529 | 3201 Transmitter Road | 2.5 | 2.5 | Solar | Solar | 0 | 0 | 0 | 0 | 0 | 0 | 0 | 2.5 | 0 | 0 | 0 | 0 | EIA-860, EIA-860M and EIA-923 | 201603
Estados Unidos | Valencia Solar | Valencia Solar, LLC |  | 32.1458 | -110.867 | Tucson | Pima | Arizona | 85706 | 5900 South Crayford Road | 10 | 10 | Solar | Solar | 0 | 0 | 0 | 0 | 0 | 0 | 0 | 10 | 0 | 0 | 0 | 0 | EIA-860, EIA-860M and EIA-923 | 201603
Estados Unidos | Tech Park Solar | Tech Park Solar, LLC |  | 32.0979 | -110.816 | Tucson | Pima | Arizona | 85747 | 8410C South Rita Road | 5 | 5 | Solar | Solar | 0 | 0 | 0 | 0 | 0 | 0 | 0 | 5 | 0 | 0 | 0 | 0 | EIA-860, EIA-860M and EIA-923 | 201603
Estados Unidos | Hickory Ridge Landfill Solar Project | BFI Waste Systems of GA, LLC |  | 33.665 | -84.3361 | Conley | DeKalb | Georgia | 30288 | 3330 Moreland Ave | 1 | 1 | Solar | Solar | 0 | 0 | 0 | 0 | 0 | 0 | 0 | 1 | 0 | 0 | 0 | 0 | EIA-860, EIA-860M and EIA-923 | 201603
Estados Unidos | Kay Wind, LLC | Southern Power Co |  | 36.9842 | -97.1336 | Newkirk | Kay | Oklahoma | 74647 | TBD | 299 | 299 | Eólica | Eólica | 0 | 0 | 0 | 0 | 0 | 0 | 0 | 0 | 299 | 0 | 0 | 0 | EIA-860, EIA-860M and EIA-923 | 201603
Estados Unidos | Denver Intl Airport IV Solar | Denver Int'l Airport IV Solar |  | 39.9006 | -104.669 | Denver | Adams | Colorado | 80249 | 11345 Trussville St., Unit PV | 2.1 | 2.1 | Solar | Solar | 0 | 0 | 0 | 0 | 0 | 0 | 0 | 2.1 | 0 | 0 | 0 | 0 | EIA-860, EIA-860M and EIA-923 | 201603
Estados Unidos | Ayers Village Solar | DESRI V Mass Solar Holdco, LLC |  | 42.7919 | -71.1775 | Methuen | Essex | Massachusetts | 01844 | 48 Ayers Village Road | 2 | 2 | Solar | Solar | 0 | 0 | 0 | 0 | 0 | 0 | 0 | 2 | 0 | 0 | 0 | 0 | EIA-860, EIA-860M and EIA-923 | 201603
Estados Unidos | Monson Solar | DESRI V Mass Solar Holdco, LLC |  | 42.1244 | -72.3325 | Monson | Hampden | Massachusetts | 01057 | 4 Macomber Road | 3 | 3 | Solar | Solar | 0 | 0 | 0 | 0 | 0 | 0 | 0 | 3 | 0 | 0 | 0 | 0 | EIA-860, EIA-860M and EIA-923 | 201603
Estados Unidos | Sullivan Solar | DESRI V Mass Solar Holdco, LLC |  | 41.655 | -70.9564 | New Bedford | Bristol | Massachusetts | 02740 | 500 Hathaway Road | 1.5 | 1.5 | Solar | Solar | 0 | 0 | 0 | 0 | 0 | 0 | 0 | 1.5 | 0 | 0 | 0 | 0 | EIA-860, EIA-860M and EIA-923 | 201603
Estados Unidos | Winchendon Solar | DESRI V Mass Solar Holdco, LLC |  | 42.6594 | -71.9917 | Winchendon | Worcester | Massachusetts | 01543 | 800 Spring St. | 1.9 | 1.9 | Solar | Solar | 0 | 0 | 0 | 0 | 0 | 0 | 0 | 1.9 | 0 | 0 | 0 | 0 | EIA-860, EIA-860M and EIA-923 | 201603
Estados Unidos | KS Solar Six LLC | Kearsarge Solar LLC |  | 42.4708 | -72.045 | Hubbardston | Worcester | Massachusetts | 01452 | 95 Williamsville Road | 2 | 2 | Solar | Solar | 0 | 0 | 0 | 0 | 0 | 0 | 0 | 2 | 0 | 0 | 0 | 0 | EIA-860, EIA-860M and EIA-923 | 201603
Estados Unidos | Alamo Solar | Dominion Renewable Energy |  | 34.6822 | -117.348 | Oro Grande | San Bernardino | California | 92368 | 14523 Melrose Road | 20 | 20 | Solar | Solar | 0 | 0 | 0 | 0 | 0 | 0 | 0 | 20 | 0 | 0 | 0 | 0 | EIA-860, EIA-860M and EIA-923 | 201603
Estados Unidos | Cornell Snyder Road Solar Array | Ulysses Solar, LLC |  | 42.4975 | -76.46 | Lansing | Tompkins | New York | 14850 | 800 Snyder Road | 1.8 | 1.8 | Solar | Solar | 0 | 0 | 0 | 0 | 0 | 0 | 0 | 1.8 | 0 | 0 | 0 | 0 | EIA-860, EIA-860M and EIA-923 | 201603
Estados Unidos | Ft. Churchill PV | Apple, Inc |  | 39.1281 | -119.14 | Yerington | Lyon | Nevada | 89447 | 189 Sierra Way | 19.9 | 19.9 | Solar | Solar | 0 | 0 | 0 | 0 | 0 | 0 | 0 | 19.9 | 0 | 0 | 0 | 0 | EIA-860, EIA-860M and EIA-923 | 201603
Estados Unidos | Apple Data Center PV3 | Apple, Inc |  | 35.715 | -81.15 | Conover | Catawba | North Carolina | 28613 | 3123 Kelly Blvd | 17.5 | 17.5 | Solar | Solar | 0 | 0 | 0 | 0 | 0 | 0 | 0 | 17.5 | 0 | 0 | 0 | 0 | EIA-860, EIA-860M and EIA-923 | 201603
Estados Unidos | Palo Duro Wind | Palo Duro Wind |  | 36.2439 | -101.001 | Perryton | Ochiltree | Texas | 79070 | 14535 FM 1267 | 249.9 | 249.9 | Eólica | Eólica | 0 | 0 | 0 | 0 | 0 | 0 | 0 | 0 | 249.9 | 0 | 0 | 0 | EIA-860, EIA-860M and EIA-923 | 201603
Estados Unidos | Clarendon Solar Farm | Clarendon Solar Farm, LLC |  | 43.5397 | -72.9558 | North Clarendon | Rutland | Vermont | 05759 | 1881 Route 7B Central | 2 | 2 | Solar | Solar | 0 | 0 | 0 | 0 | 0 | 0 | 0 | 2 | 0 | 0 | 0 | 0 | EIA-860, EIA-860M and EIA-923 | 201603
Estados Unidos | Claire Solar Farm | Claire Solar Partners LLC |  | 44.4261 | -73.1564 | South Burlington | Chittenden | Vermont | 05403 | 1545 Hinesburg Road | 2.2 | 2.2 | Solar | Solar | 0 | 0 | 0 | 0 | 0 | 0 | 0 | 2.2 | 0 | 0 | 0 | 0 | EIA-860, EIA-860M and EIA-923 | 201603
Estados Unidos | IMPA Richmond Solar Park | Indiana Municipal Power Agency |  | 39.8011 | -84.895 | Richmond | Wayne | Indiana | 47374 | 2000 South US 27 | 1 | 1 | Solar | Solar | 0 | 0 | 0 | 0 | 0 | 0 | 0 | 1 | 0 | 0 | 0 | 0 | EIA-860, EIA-860M and EIA-923 | 201603
Estados Unidos | IMPA Frankton Solar Park | Indiana Municipal Power Agency |  | 40.2164 | -85.7747 | Frankton | Madison | Indiana | 46044 | 711 Lafayette Avenue | 1 | 1 | Solar | Solar | 0 | 0 | 0 | 0 | 0 | 0 | 0 | 1 | 0 | 0 | 0 | 0 | EIA-860, EIA-860M and EIA-923 | 201603
Estados Unidos | IMPA Rensselaer Solar Park | Indiana Municipal Power Agency |  | 40.9461 | -87.1364 | Rensselaer | Jasper | Indiana | 47978 | 1324 East Maple Street | 1 | 1 | Solar | Solar | 0 | 0 | 0 | 0 | 0 | 0 | 0 | 1 | 0 | 0 | 0 | 0 | EIA-860, EIA-860M and EIA-923 | 201603
Estados Unidos | IMPA Peru Solar Park | Indiana Municipal Power Agency |  | 40.7678 | -86.0456 | Peru | Miami | Indiana | 46970 | 800 Jackson Avenue | 3 | 3 | Solar | Solar | 0 | 0 | 0 | 0 | 0 | 0 | 0 | 3 | 0 | 0 | 0 | 0 | EIA-860, EIA-860M and EIA-923 | 201603
Estados Unidos | IMPA Tell City Solar Park | Indiana Municipal Power Agency |  | 37.9461 | -86.7375 | Tell City | Perry | Indiana | 47586 | 53 Old Indiana 237 | 1 | 1 | Solar | Solar | 0 | 0 | 0 | 0 | 0 | 0 | 0 | 1 | 0 | 0 | 0 | 0 | EIA-860, EIA-860M and EIA-923 | 201603
Estados Unidos | IMPA Crawfordsville Solar Park | Indiana Municipal Power Agency |  | 40.0531 | -86.8872 | Crawfordsville | Montgomery | Indiana | 47933 | 500 Memorial Drive | 3 | 3 | Solar | Solar | 0 | 0 | 0 | 0 | 0 | 0 | 0 | 3 | 0 | 0 | 0 | 0 | EIA-860, EIA-860M and EIA-923 | 201603
Estados Unidos | Hadley Solar, LLC | NuGen Capital Management |  | 42.3483 | -72.5453 | Hadley | Hampshire | Massachusetts | 01035 | 146 Mill Valley Road | 2 | 2 | Solar | Solar | 0 | 0 | 0 | 0 | 0 | 0 | 0 | 2 | 0 | 0 | 0 | 0 | EIA-860, EIA-860M and EIA-923 | 201603
Estados Unidos | Lanier Solar | Lanier Solar |  | 34.8989 | -77.8089 | Beulaville | Duplin | North Carolina | 28518 | Jackson Store Road | 4.9 | 4.9 | Solar | Solar | 0 | 0 | 0 | 0 | 0 | 0 | 0 | 4.9 | 0 | 0 | 0 | 0 | EIA-860, EIA-860M and EIA-923 | 201603
Estados Unidos | Highwater Solar I | Highwater Solar I |  | 35.4339 | -77.99 | Stoney Creek | Wayne | North Carolina | 27530 | Belfast Road | 4.9 | 4.9 | Solar | Solar | 0 | 0 | 0 | 0 | 0 | 0 | 0 | 4.9 | 0 | 0 | 0 | 0 | EIA-860, EIA-860M and EIA-923 | 201603
Estados Unidos | Bearford Solar II | Bearford Solar II LLC |  | 34.6119 | -77.9289 | Burgaw | Pender | North Carolina | 28425 | 478 Old Savannah Road | 4.9 | 4.9 | Solar | Solar | 0 | 0 | 0 | 0 | 0 | 0 | 0 | 4.9 | 0 | 0 | 0 | 0 | EIA-860, EIA-860M and EIA-923 | 201603
Estados Unidos | Anthony Wayne Solar #1 | GEM Energy LLC |  | 41.6272 | -83.5747 | Toledo | Lucas | Ohio | 43609 | 671 Spencer Street | 1.7 | 1.7 | Solar | Solar | 0 | 0 | 0 | 0 | 0 | 0 | 0 | 1.7 | 0 | 0 | 0 | 0 | EIA-860, EIA-860M and EIA-923 | 201603
Estados Unidos | Antares-GRE 314 East Lyme LLC | GRE 314 East Lyme LLC |  | 41.4169 | -72.2344 | East Lyme | New London | Connecticut | 06333 | 20 Farm Meadow Road | 4 | 4 | Solar | Solar | 0 | 0 | 0 | 0 | 0 | 0 | 0 | 4 | 0 | 0 | 0 | 0 | EIA-860, EIA-860M and EIA-923 | 201603
Estados Unidos | Andrew Solar | Andrew Solar LLC |  | 35.1608 | -77.1099 | New Bern | Craven | North Carolina | 28560 | 790 Washington Post Road | 5 | 5 | Solar | Solar | 0 | 0 | 0 | 0 | 0 | 0 | 0 | 5 | 0 | 0 | 0 | 0 | EIA-860, EIA-860M and EIA-923 | 201603
Estados Unidos | Tracy Solar | Tracy Solar LLC |  | 35.7998 | -78.1398 | Bailey | Nash | North Carolina | 27807 | 8928 Winters Road | 10 | 10 | Solar | Solar | 0 | 0 | 0 | 0 | 0 | 0 | 0 | 10 | 0 | 0 | 0 | 0 | EIA-860, EIA-860M and EIA-923 | 201603
Estados Unidos | Sarah Solar | Sarah Solar, LLC |  | 36.1394 | -78.1469 | Louisburg | Franklin | North Carolina | 27549 | 171 Brewer Road | 5 | 5 | Solar | Solar | 0 | 0 | 0 | 0 | 0 | 0 | 0 | 5 | 0 | 0 | 0 | 0 | EIA-860, EIA-860M and EIA-923 | 201603
Estados Unidos | Nitro Solar | Nitro Solar, LLC |  | 35.4869 | -78.3139 | Smitfield | Johnston | North Carolina | 27577 | 1990 Yelverton Grove Road | 5 | 5 | Solar | Solar | 0 | 0 | 0 | 0 | 0 | 0 | 0 | 5 | 0 | 0 | 0 | 0 | EIA-860, EIA-860M and EIA-923 | 201603
Estados Unidos | Melinda Solar | Melinda Solar LLC |  | 36.2487 | -78.3475 | Henderson | Vance | North Carolina | 27537 | 433 Foster Road | 5 | 5 | Solar | Solar | 0 | 0 | 0 | 0 | 0 | 0 | 0 | 5 | 0 | 0 | 0 | 0 | EIA-860, EIA-860M and EIA-923 | 201603
Estados Unidos | Jacob Solar | Jacob Solar LLC |  | 36.2922 | -79.6214 | Reidsville | Rockingham | North Carolina | 27320 | 200 Berry Lane | 5 | 5 | Solar | Solar | 0 | 0 | 0 | 0 | 0 | 0 | 0 | 5 | 0 | 0 | 0 | 0 | EIA-860, EIA-860M and EIA-923 | 201603
Estados Unidos | Porter Solar | Porter Solar LLC |  | 35.2167 | -77.0743 | New Bern | Craven | North Carolina | 28560 | 1101 Askins Brick Road | 5 | 5 | Solar | Solar | 0 | 0 | 0 | 0 | 0 | 0 | 0 | 5 | 0 | 0 | 0 | 0 | EIA-860, EIA-860M and EIA-923 | 201603
Estados Unidos | Sun Devil Solar | Sun Devil Solar LLC |  | 36.432 | -77.9703 | Littleton | Warren | North Carolina | 27850 | US Highway 158 | 5 | 5 | Solar | Solar | 0 | 0 | 0 | 0 | 0 | 0 | 0 | 5 | 0 | 0 | 0 | 0 | EIA-860, EIA-860M and EIA-923 | 201603
Estados Unidos | Quincy Solar | Quincy Solar LLC |  | 35.0717 | -78.8078 | Fayetteville | Cumberland | North Carolina | 28312 | 22220 Dunn Road | 4 | 4 | Solar | Solar | 0 | 0 | 0 | 0 | 0 | 0 | 0 | 4 | 0 | 0 | 0 | 0 | EIA-860, EIA-860M and EIA-923 | 201603
Estados Unidos | Kenneth Solar | Kenneth Solar LLC |  | 36.4338 | -78.1526 | Warrenton | Warren | North Carolina | 27589 | 912 Warren Plains Road | 3 | 3 | Solar | Solar | 0 | 0 | 0 | 0 | 0 | 0 | 0 | 3 | 0 | 0 | 0 | 0 | EIA-860, EIA-860M and EIA-923 | 201603
Estados Unidos | Chei Solar | Chei Solar LLC |  | 35.8918 | -78.1823 | Middlesex | Nash | North Carolina | 27557 | 2440 Whitley Wilder Loop Road | 5 | 5 | Solar | Solar | 0 | 0 | 0 | 0 | 0 | 0 | 0 | 5 | 0 | 0 | 0 | 0 | EIA-860, EIA-860M and EIA-923 | 201603
Estados Unidos | Murdock Solar | Murdock Solar LLC |  | 35.6633 | -78.5206 | Clayton | Johnston | North Carolina | 27520 | 2780 Guy Road | 4 | 4 | Solar | Solar | 0 | 0 | 0 | 0 | 0 | 0 | 0 | 4 | 0 | 0 | 0 | 0 | EIA-860, EIA-860M and EIA-923 | 201603
Estados Unidos | Happy Solar | Happy Solar LLC |  | 35.3965 | -78.5108 | Four Oaks | Johnston | North Carolina | 27524 | 831 Ivey Road | 4 | 4 | Solar | Solar | 0 | 0 | 0 | 0 | 0 | 0 | 0 | 4 | 0 | 0 | 0 | 0 | EIA-860, EIA-860M and EIA-923 | 201603
Estados Unidos | Old Catawba PV 1 | Ecoplexus, Inc |  | 35.7117 | -81.1342 | Claremont | Catawba | North Carolina | 58610 | 3414 Old Catawba Road | 3.5 | 3.5 | Solar | Solar | 0 | 0 | 0 | 0 | 0 | 0 | 0 | 3.5 | 0 | 0 | 0 | 0 | EIA-860, EIA-860M and EIA-923 | 201603
Estados Unidos | Little River PV 1 | Ecoplexus, Inc |  | 35.5389 | -79.8042 | Randolph | Randolph | North Carolina | 27205 | 1128 Little River Road | 5 | 5 | Solar | Solar | 0 | 0 | 0 | 0 | 0 | 0 | 0 | 5 | 0 | 0 | 0 | 0 | EIA-860, EIA-860M and EIA-923 | 201603
Estados Unidos | Whitakers | Colonial Eagle Solar, LLC |  | 36.1272 | -77.7344 | Whitakers | Edgecombe | North Carolina | 27891 | 16080-16240 Watsonseed Road | 12 | 12 | Solar | Solar | 0 | 0 | 0 | 0 | 0 | 0 | 0 | 12 | 0 | 0 | 0 | 0 | EIA-860, EIA-860M and EIA-923 | 201603
Estados Unidos | Kelford | Colonial Eagle Solar, LLC |  | 36.1481 | -77.2119 | Lewiston Woodville | Bertie | North Carolina | 27847 | 3656 Governors Road | 20 | 20 | Solar | Solar | 0 | 0 | 0 | 0 | 0 | 0 | 0 | 20 | 0 | 0 | 0 | 0 | EIA-860, EIA-860M and EIA-923 | 201603
Estados Unidos | NRG Solar Oasis LLC | NRG Solar Oasis, LLC |  | 34.6489 | -118.077 | Palmdale | Los Angeles | California | 93550 | TBD | 20 | 20 | Solar | Solar | 0 | 0 | 0 | 0 | 0 | 0 | 0 | 20 | 0 | 0 | 0 | 0 | EIA-860, EIA-860M and EIA-923 | 201603
Estados Unidos | Bannock County LFG to Energy | Bannock County Landfill |  | 42.7878 | -112.366 | Pocatello | Bannock | Idaho | 83204 | 1500 N. Fort Hall Mine Rd | 1.4 | 1.4 | Biomasa | Biomasa | 0 | 0 | 0 | 0 | 0 | 0 | 0 | 0 | 0 | 0 | 1.4 | 0 | EIA-860, EIA-860M and EIA-923 | 201603
Estados Unidos | Pasquotank | Colonial Eagle Solar, LLC |  | 36.2647 | -76.3061 | Elizabeth City | Pasquotank | North Carolina | 27906 | 953 Foreman Bundy Road | 20 | 20 | Solar | Solar | 0 | 0 | 0 | 0 | 0 | 0 | 0 | 20 | 0 | 0 | 0 | 0 | EIA-860, EIA-860M and EIA-923 | 201603
Estados Unidos | Princeton | ESA Princeton NC, LLC |  | 35.5044 | -78.1922 | Princeton | Johnston | North Carolina | 27589 | 4250 Bizzell Grove Chruch Rd | 5 | 5 | Solar | Solar | 0 | 0 | 0 | 0 | 0 | 0 | 0 | 5 | 0 | 0 | 0 | 0 | EIA-860, EIA-860M and EIA-923 | 201603
Estados Unidos | 4Oaks | ESA Four Oaks NC 1, LLC |  | 35.4325 | -78.4117 | Four Oaks | Johnston | North Carolina | 27524 | 1141 Keen Road | 5 | 5 | Solar | Solar | 0 | 0 | 0 | 0 | 0 | 0 | 0 | 5 | 0 | 0 | 0 | 0 | EIA-860, EIA-860M and EIA-923 | 201603
Estados Unidos | SR Hazlehurst | SR Hazlehurst, LLC |  | 31.8103 | -82.575 | Hazlehurst | Jeff Davis | Georgia | 31539 |  | 20 | 20 | Solar | Solar | 0 | 0 | 0 | 0 | 0 | 0 | 0 | 20 | 0 | 0 | 0 | 0 | EIA-860, EIA-860M and EIA-923 | 201603
Estados Unidos | Coronus Adelanto West 1 | CF SBC Master Tenant One LLC |  | 34.5481 | -117.464 | Adelanto | San Bernardino | California | 92301 | 9001 Cassia Road Unit #1 | 1.5 | 1.5 | Solar | Solar | 0 | 0 | 0 | 0 | 0 | 0 | 0 | 1.5 | 0 | 0 | 0 | 0 | EIA-860, EIA-860M and EIA-923 | 201603
Estados Unidos | Coronus Adelanto West 2 | CF SBC Master Tenant One LLC |  | 34.5481 | -117.464 | Adelanto | San Bernardino | California | 92301 | 9001 Cassia Road, Unit #2 | 1.5 | 1.5 | Solar | Solar | 0 | 0 | 0 | 0 | 0 | 0 | 0 | 1.5 | 0 | 0 | 0 | 0 | EIA-860, EIA-860M and EIA-923 | 201603
Estados Unidos | Park Meridian #1 | Kona Solar, LLC |  | 33.8961 | -117.284 | Riverside | Riverside | California | 92518 | 15001 Meridian Parkway | 1.5 | 1.5 | Solar | Solar | 0 | 0 | 0 | 0 | 0 | 0 | 0 | 1.5 | 0 | 0 | 0 | 0 | EIA-860, EIA-860M and EIA-923 | 201603
Estados Unidos | Rancho Cucamonga Dist #1 | Kona Solar, LLC |  | 34.1003 | -117.553 | Rancho Cucamonga | San Bernardino | California | 91730 | 8449 Milliken | 1.8 | 1.8 | Solar | Solar | 0 | 0 | 0 | 0 | 0 | 0 | 0 | 1.8 | 0 | 0 | 0 | 0 | EIA-860, EIA-860M and EIA-923 | 201603
Estados Unidos | Terra Francesco | Kona Solar, LLC |  | 34.0397 | -117.607 | Ontario | San Bernardino | California | 92824 | 1801 S Carlo Ave | 1.5 | 1.5 | Solar | Solar | 0 | 0 | 0 | 0 | 0 | 0 | 0 | 1.5 | 0 | 0 | 0 | 0 | EIA-860, EIA-860M and EIA-923 | 201603
Estados Unidos | Innovative Solar 6 | Innovative Solar 6, LLC |  | 35.6575 | -82.7103 | Leicester | Buncombe | North Carolina | 28748 | 2951-2965 New Leicester Hwy | 3.6 | 3.6 | Solar | Solar | 0 | 0 | 0 | 0 | 0 | 0 | 0 | 3.6 | 0 | 0 | 0 | 0 | EIA-860, EIA-860M and EIA-923 | 201603
Estados Unidos | Acton Solar Landfill | Heliovaas LLC |  | 42.4733 | -71.4306 | Acton | Middlesex | Massachusetts | 01720 | 14 Forest Road | 1.6 | 1.6 | Solar | Solar | 0 | 0 | 0 | 0 | 0 | 0 | 0 | 1.6 | 0 | 0 | 0 | 0 | EIA-860, EIA-860M and EIA-923 | 201603
Estados Unidos | Parlin Solar LLC | Laurel Capital Partners |  | 40.4567 | -74.3289 | Sayreville | Middlesex | New Jersey | 08859 | 250 Cheesequake Road | 1.3 | 1.3 | Solar | Solar | 0 | 0 | 0 | 0 | 0 | 0 | 0 | 1.3 | 0 | 0 | 0 | 0 | EIA-860, EIA-860M and EIA-923 | 201603
Estados Unidos | Springfield Solar LLC | Laurel Capital Partners |  | 39.8939 | -83.8056 | Springfield | Clark | Ohio | 45506 | One Assurant Way | 1.5 | 1.5 | Solar | Solar | 0 | 0 | 0 | 0 | 0 | 0 | 0 | 1.5 | 0 | 0 | 0 | 0 | EIA-860, EIA-860M and EIA-923 | 201603
Estados Unidos | Beaver Solar LLC | Laurel Capital Partners |  | 40.6914 | -80.3239 | Beaver | Beaver | Pennsylvania | 15009 | 1 Tuscarawas Road | 1.3 | 1.3 | Solar | Solar | 0 | 0 | 0 | 0 | 0 | 0 | 0 | 1.3 | 0 | 0 | 0 | 0 | EIA-860, EIA-860M and EIA-923 | 201603
Estados Unidos | Fowler Ridge IV Wind Farm LLC | Pattern Operators LP |  | 40.6206 | -87.3781 | Fowler | Benton | Indiana | 47944 | 2870 W. SR 18 | 150 | 150 | Eólica | Eólica | 0 | 0 | 0 | 0 | 0 | 0 | 0 | 0 | 150 | 0 | 0 | 0 | EIA-860, EIA-860M and EIA-923 | 201603
Estados Unidos | Creswell Alligood Solar, LLC | Creswell Alligood Solar, LLC |  | 35.8989 | -76.3794 | Creswell | Washington | North Carolina | 27928 | 1166 Alligood Road | 14 | 14 | Solar | Solar | 0 | 0 | 0 | 0 | 0 | 0 | 0 | 14 | 0 | 0 | 0 | 0 | EIA-860, EIA-860M and EIA-923 | 201603
Estados Unidos | Everetts Wildcat Solar, LLC | Everetts Wildcat Solar, LLC |  | 35.8472 | -77.1114 | Williamston | Martin | North Carolina | 27892 | 4963 Wildcat Road | 5 | 5 | Solar | Solar | 0 | 0 | 0 | 0 | 0 | 0 | 0 | 5 | 0 | 0 | 0 | 0 | EIA-860, EIA-860M and EIA-923 | 201603
Estados Unidos | Putah Creek Solar Farm | Solvida Energy Group |  | 38.5211 | -121.994 | Winters | Yolo | California | 95694 | 28775 County Road 87 D | 2 | 2 | Solar | Solar | 0 | 0 | 0 | 0 | 0 | 0 | 0 | 2 | 0 | 0 | 0 | 0 | EIA-860, EIA-860M and EIA-923 | 201603
Estados Unidos | FLS Solar 200, LLC | Sustainable Power Group, LLC |  | 34.5819 | -78.94 | Lumberton | Robeson | North Carolina | 28358 | 3542 Old Whiteville Road | 4.3 | 4.3 | Solar | Solar | 0 | 0 | 0 | 0 | 0 | 0 | 0 | 4.3 | 0 | 0 | 0 | 0 | EIA-860, EIA-860M and EIA-923 | 201603
Estados Unidos | FLS Solar 170, LLC | Sustainable Power Group, LLC |  | 34.6 | -78.97 | Lumberton | Robeson | North Carolina | 28358 | 202 Taylor Drive | 2 | 2 | Solar | Solar | 0 | 0 | 0 | 0 | 0 | 0 | 0 | 2 | 0 | 0 | 0 | 0 | EIA-860, EIA-860M and EIA-923 | 201603
Estados Unidos | Innovative Solar 14, LLC | Sustainable Power Group, LLC |  | 35.3689 | -82.3575 | Hendersonville | Henderson | North Carolina | 28792 | 67 Laycock Road | 2 | 2 | Solar | Solar | 0 | 0 | 0 | 0 | 0 | 0 | 0 | 2 | 0 | 0 | 0 | 0 | EIA-860, EIA-860M and EIA-923 | 201603
Estados Unidos | Innovative Solar 15, LLC | Sustainable Power Group, LLC |  | 35.3194 | -81.7642 | Ellenboro | Rutherford | North Carolina | 28040 | 306 Ellenboro Henrietta Rd | 1.7 | 1.7 | Solar | Solar | 0 | 0 | 0 | 0 | 0 | 0 | 0 | 1.7 | 0 | 0 | 0 | 0 | EIA-860, EIA-860M and EIA-923 | 201603
Estados Unidos | Vega Solar | Vega Solar, LLC |  | 36.9258 | -120.82 | Los Banos | Merced | California | 93635 | 25100 S. Woo Road | 20 | 20 | Solar | Solar | 0 | 0 | 0 | 0 | 0 | 0 | 0 | 20 | 0 | 0 | 0 | 0 | EIA-860, EIA-860M and EIA-923 | 201603
Estados Unidos | Dalton 2 | Georgia Power Co |  | 34.7181 | -84.9319 | Dalton | Murray | Georgia | 30721 | 925 Looper Bridge Road | 5.5 | 5.5 | Solar | Solar | 0 | 0 | 0 | 0 | 0 | 0 | 0 | 5.5 | 0 | 0 | 0 | 0 | EIA-860, EIA-860M and EIA-923 | 201603
Estados Unidos | Sandoval Solar Energy Center | PNM Resources |  | 35.2836 | -106.813 | Rio Rancho | Sandoval | New Mexico | 87124 | 1501 Encino Drive | 6.1 | 6.1 | Solar | Solar | 0 | 0 | 0 | 0 | 0 | 0 | 0 | 6.1 | 0 | 0 | 0 | 0 | EIA-860, EIA-860M and EIA-923 | 201603
Estados Unidos | Clean Fuel Dane Community Digester | Clean Fuel Partners Dane |  | 43.2172 | -89.4792 | Vienna | Dane | Wisconsin | 53529 | 6321 Cuba Valley Road | 2 | 2 | Biomasa | Biomasa | 0 | 0 | 0 | 0 | 0 | 0 | 0 | 0 | 0 | 0 | 2 | 0 | EIA-860, EIA-860M and EIA-923 | 201603
Estados Unidos | Crockett Farm | Crockett Farm, LLC |  | 35.2308 | -77.5525 | Kinston | Lenoir | North Carolina | 28501 | 1465 Hwy 70 East | 5 | 5 | Solar | Solar | 0 | 0 | 0 | 0 | 0 | 0 | 0 | 5 | 0 | 0 | 0 | 0 | EIA-860, EIA-860M and EIA-923 | 201603
Estados Unidos | Eastover Farm | Eastover Farm, LLC |  | 34.7422 | -79.4631 | Laurinburg | Scotland | North Carolina | 28352 | 3078 S Caledonia Road | 5 | 5 | Solar | Solar | 0 | 0 | 0 | 0 | 0 | 0 | 0 | 5 | 0 | 0 | 0 | 0 | EIA-860, EIA-860M and EIA-923 | 201603
Estados Unidos | Foxfire Solar Farm | Foxfire Farm, LLC |  | 35.2206 | -79.5519 | West End | Moore | North Carolina | 27376 | 373 Hoffman Road | 5 | 5 | Solar | Solar | 0 | 0 | 0 | 0 | 0 | 0 | 0 | 5 | 0 | 0 | 0 | 0 | EIA-860, EIA-860M and EIA-923 | 201603
Estados Unidos | Hutchinson Farm | Hutchinson Solar, LLC |  | 35.2608 | -81.5158 | Shelby | Cleveland | North Carolina | 28152 | 1200 Earl Road | 5 | 5 | Solar | Solar | 0 | 0 | 0 | 0 | 0 | 0 | 0 | 5 | 0 | 0 | 0 | 0 | EIA-860, EIA-860M and EIA-923 | 201603
Estados Unidos | Ashley Solar Farm | Ashley Solar Farm, LLC |  | 36.1261 | -80.7989 | Hamptonville | Yadkin | North Carolina | 27020 | 1231 Andrew Road | 4 | 4 | Solar | Solar | 0 | 0 | 0 | 0 | 0 | 0 | 0 | 4 | 0 | 0 | 0 | 0 | EIA-860, EIA-860M and EIA-923 | 201603
Estados Unidos | Tisbury Landfill Solar | CF CVEC Owner One LLC |  | 41.4447 | -70.6131 | Tisbury | Dukes | Massachusetts | 02568 | 59 Highpoint Lane | 1.1 | 1.1 | Solar | Solar | 0 | 0 | 0 | 0 | 0 | 0 | 0 | 1.1 | 0 | 0 | 0 | 0 | EIA-860, EIA-860M and EIA-923 | 201603
Estados Unidos | Southeast Berrien Generating Facility | North American Natural Res |  | 41.8086 | -86.3239 | Niles | Berrien | Michigan | 49120 | 1520 Mayflower Road | 4.6 | 4.6 | Biomasa | Biomasa | 0 | 0 | 0 | 0 | 0 | 0 | 0 | 0 | 0 | 0 | 4.6 | 0 | EIA-860, EIA-860M and EIA-923 | 201603
Estados Unidos | Manway Solar Farm | Manway Solar, LLC |  | 34.7458 | -78.4294 | Garland | Bladen | North Carolina | 28441 | 117 N Carolina 210 | 5 | 5 | Solar | Solar | 0 | 0 | 0 | 0 | 0 | 0 | 0 | 5 | 0 | 0 | 0 | 0 | EIA-860, EIA-860M and EIA-923 | 201603
Estados Unidos | Misenheimer Farm | Misenheimer Farm, LLC |  | 35.4686 | -80.2936 | Richfield | Stanly | North Carolina | 28137 | 24437 N. Carolina 49 | 5 | 5 | Solar | Solar | 0 | 0 | 0 | 0 | 0 | 0 | 0 | 5 | 0 | 0 | 0 | 0 | EIA-860, EIA-860M and EIA-923 | 201603
Estados Unidos | Franklin Solar 2 | Franklin Solar 2 LLC |  | 36.1269 | -78.1525 | Louisburg | Franklin | North Carolina | 27549 | 2024 White Level Road | 2 | 2 | Solar | Solar | 0 | 0 | 0 | 0 | 0 | 0 | 0 | 2 | 0 | 0 | 0 | 0 | EIA-860, EIA-860M and EIA-923 | 201603
Estados Unidos | Stout Farm | Stout Farm, LLC |  | 36.0792 | -79.1997 | Mebane | Orange | North Carolina | 27243 | 203 Redman Crossing Road | 5 | 5 | Solar | Solar | 0 | 0 | 0 | 0 | 0 | 0 | 0 | 5 | 0 | 0 | 0 | 0 | EIA-860, EIA-860M and EIA-923 | 201603
Estados Unidos | Woodland Church Farm | Woodland Church Farm, LLC |  | 35.0583 | -77.8536 | Albertson | Duplin | North Carolina | 28508 | 273 Woodland Church Road | 5 | 5 | Solar | Solar | 0 | 0 | 0 | 0 | 0 | 0 | 0 | 5 | 0 | 0 | 0 | 0 | EIA-860, EIA-860M and EIA-923 | 201603
Estados Unidos | Yadkin 601 Farm | Yadkin 601 Farm, LLC |  | 36.1992 | -80.6972 | Yadkinville | Yadkin | North Carolina | 27055 | 1731 N Oak Ridge Church Road | 3 | 3 | Solar | Solar | 0 | 0 | 0 | 0 | 0 | 0 | 0 | 3 | 0 | 0 | 0 | 0 | EIA-860, EIA-860M and EIA-923 | 201603
Estados Unidos | Stikeleather Farm | Stikeleather Farm, LLC |  | 35.9022 | -81.1061 | Hiddenite | Alexander | North Carolina | 28144 | 4498 N Carolina 90 | 5 | 5 | Solar | Solar | 0 | 0 | 0 | 0 | 0 | 0 | 0 | 5 | 0 | 0 | 0 | 0 | EIA-860, EIA-860M and EIA-923 | 201603
Estados Unidos | Colton Solar One, LLC | Colton Solar One, LLC |  | 34.0933 | -117.319 | San Bernardino | San Bernardino | California | 92418 | 1435 West Walnut Street | 2.5 | 2.5 | Solar | Solar | 0 | 0 | 0 | 0 | 0 | 0 | 0 | 2.5 | 0 | 0 | 0 | 0 | EIA-860, EIA-860M and EIA-923 | 201603
Estados Unidos | Colton Solar Two, LLC | Colton Solar Two, LLC |  | 34.0422 | -117.362 | Colton | San Bernardino | California | 92324 | 2042 Miguel Bustamante Pkwy | 1 | 1 | Solar | Solar | 0 | 0 | 0 | 0 | 0 | 0 | 0 | 1 | 0 | 0 | 0 | 0 | EIA-860, EIA-860M and EIA-923 | 201603
Estados Unidos | L&D Landfill Solar | Public Service Elec & Gas Co |  | 39.9803 | -74.7703 | Mt. Holly | Burlington | New Jersey | 08060 | 2023 Route 38 | 10 | 10 | Solar | Solar | 0 | 0 | 0 | 0 | 0 | 0 | 0 | 10 | 0 | 0 | 0 | 0 | EIA-860, EIA-860M and EIA-923 | 201603
Estados Unidos | Walters Solar (FLS 260) | Walters Solar (FLS 260) |  | 34.4969 | -79.0489 | Orrum | Robeson | North Carolina | 28369 | 6485 Wiregrass Road | 5 | 5 | Solar | Solar | 0 | 0 | 0 | 0 | 0 | 0 | 0 | 5 | 0 | 0 | 0 | 0 | EIA-860, EIA-860M and EIA-923 | 201603
Estados Unidos | Stagecoach Solar | Stagecoach Solar |  | 36.4147 | -78.4597 | Henderson | Vance | North Carolina | 27537 | 1835 Stagecoach Road | 5 | 5 | Solar | Solar | 0 | 0 | 0 | 0 | 0 | 0 | 0 | 5 | 0 | 0 | 0 | 0 | EIA-860, EIA-860M and EIA-923 | 201603
Estados Unidos | Vicksburg Solar | Vicksburg Solar |  | 36.325 | -78.3431 | Henderson | Vance | North Carolina | 27537 | 2131 Vicksboro Road | 5 | 5 | Solar | Solar | 0 | 0 | 0 | 0 | 0 | 0 | 0 | 5 | 0 | 0 | 0 | 0 | EIA-860, EIA-860M and EIA-923 | 201603
Estados Unidos | Soul City Solar | Soul City Solar |  | 36.25 | -78.25 | Norlina | Warren | North Carolina | 27563 | 191 Crescent Drive | 3.5 | 3.5 | Solar | Solar | 0 | 0 | 0 | 0 | 0 | 0 | 0 | 3.5 | 0 | 0 | 0 | 0 | EIA-860, EIA-860M and EIA-923 | 201603
Estados Unidos | Maricopa West Solar | Dominion Renewable Energy |  | 35.1153 | -119.318 | Taft | Kern | California | 93268 | 23321 South Lake Road | 20 | 20 | Solar | Solar | 0 | 0 | 0 | 0 | 0 | 0 | 0 | 20 | 0 | 0 | 0 | 0 | EIA-860, EIA-860M and EIA-923 | 201603
Estados Unidos | AP North Lake I, LP | AP North Lake I, LP |  | 33.74 | -117.011 | Hemet | Riverside | California | 92545 | 3601 W. Acacia Avenue | 20 | 20 | Solar | Solar | 0 | 0 | 0 | 0 | 0 | 0 | 0 | 20 | 0 | 0 | 0 | 0 | EIA-860, EIA-860M and EIA-923 | 201603
Estados Unidos | LKL BLBD, LLC | LKL BLBD, LLC |  | 28.0664 | -82.0175 | Lakeland | Polk | Florida | 33801 | TBD | 6 | 6 | Solar | Solar | 0 | 0 | 0 | 0 | 0 | 0 | 0 | 6 | 0 | 0 | 0 | 0 | EIA-860, EIA-860M and EIA-923 | 201603
Estados Unidos | Town of Williamson Landfill PV | SSA Solar of NY LLC |  | 43.2444 | -77.1747 | Williamson | Wayne | New York | 14589 | 6742 Pound Road | 1.2 | 1.2 | Solar | Solar | 0 | 0 | 0 | 0 | 0 | 0 | 0 | 1.2 | 0 | 0 | 0 | 0 | EIA-860, EIA-860M and EIA-923 | 201603
Estados Unidos | Meadow Lake Solar Energy Center | PNM Resources |  | 34.81 | -106.52 | Los Lunas | Valencia | New Mexico | 87031 | 100 Energy Drive | 9.1 | 9.1 | Solar | Solar | 0 | 0 | 0 | 0 | 0 | 0 | 0 | 9.1 | 0 | 0 | 0 | 0 | EIA-860, EIA-860M and EIA-923 | 201603
Estados Unidos | Cibola | PNM Resources |  | 35.2011 | -107.245 | Seboyeta | Cibola | New Mexico | 87014 | 1218 Marquez | 7.6 | 7.6 | Solar | Solar | 0 | 0 | 0 | 0 | 0 | 0 | 0 | 7.6 | 0 | 0 | 0 | 0 | EIA-860, EIA-860M and EIA-923 | 201603
Estados Unidos | South Milford Solar Plant | REUT Origination, LLC |  | 38.3111 | -113.054 | Milford | Beaver | Utah | 84751 | 5300 S & 1600 W | 2.9 | 2.9 | Solar | Solar | 0 | 0 | 0 | 0 | 0 | 0 | 0 | 2.9 | 0 | 0 | 0 | 0 | EIA-860, EIA-860M and EIA-923 | 201603
Estados Unidos | TX Jumbo Road Wind | TX Jumbo Road Wind, LLC |  | 34.72 | -102.253 | Hereford | Deaf Smith | Texas | 79045 | 1600 County Road 603 | 299.7 | 299.7 | Eólica | Eólica | 0 | 0 | 0 | 0 | 0 | 0 | 0 | 0 | 299.7 | 0 | 0 | 0 | EIA-860, EIA-860M and EIA-923 | 201603
Estados Unidos | Clarkson Solar | Clarkson Solar LLC |  | 44.6719 | -74.9494 | Potsdam | St Lawrence | New York | 13676 | 309 NY Routh 11b | 2 | 2 | Solar | Solar | 0 | 0 | 0 | 0 | 0 | 0 | 0 | 2 | 0 | 0 | 0 | 0 | EIA-860, EIA-860M and EIA-923 | 201603
Estados Unidos | Twiss Street Solar | Citizens Enterprises Corporation |  | 42.1483 | -72.7481 | Westfield | Hampden | Massachusetts | 01085 | 37 Twiss Street | 1.5 | 1.5 | Solar | Solar | 0 | 0 | 0 | 0 | 0 | 0 | 0 | 1.5 | 0 | 0 | 0 | 0 | EIA-860, EIA-860M and EIA-923 | 201603
Estados Unidos | Chicopee River Solar | Citizens Enterprises Corporation |  | 42.1503 | -72.5522 | Springfield | Hampden | Massachusetts | 01020 | 0 Robbins Circle | 2 | 2 | Solar | Solar | 0 | 0 | 0 | 0 | 0 | 0 | 0 | 2 | 0 | 0 | 0 | 0 | EIA-860, EIA-860M and EIA-923 | 201603
Estados Unidos | Chicopee Granby Road Solar | Citizens Enterprises Corporation |  | 42.1581 | -72.5958 | Chicopee | Hampden | Massachusetts | 01013 | 431 Granby Road | 1.6 | 1.6 | Solar | Solar | 0 | 0 | 0 | 0 | 0 | 0 | 0 | 1.6 | 0 | 0 | 0 | 0 | EIA-860, EIA-860M and EIA-923 | 201603
Estados Unidos | Harmony | NJR Clean Energy Ventures Corporation |  | 40.7597 | -75.1569 | Phillipsburg | Warren | New Jersey | 08865 | 166 Brainards Road | 3 | 3 | Solar | Solar | 0 | 0 | 0 | 0 | 0 | 0 | 0 | 3 | 0 | 0 | 0 | 0 | EIA-860, EIA-860M and EIA-923 | 201603
Estados Unidos | Hanover | NJR Clean Energy Ventures Corporation |  | 40.0653 | -74.5906 | Wrightstown | Burlington | New Jersey | 08562 | 410 Monmouth Road | 5 | 5 | Solar | Solar | 0 | 0 | 0 | 0 | 0 | 0 | 0 | 5 | 0 | 0 | 0 | 0 | EIA-860, EIA-860M and EIA-923 | 201603
Estados Unidos | CentraState Medical Center PV Facility | KDC Solar O&M LLC |  | 40.2361 | -74.3214 | Freehold | Monmouth | New Jersey | 07728 | 127 Gravel Hill Road | 6.3 | 6.3 | Solar | Solar | 0 | 0 | 0 | 0 | 0 | 0 | 0 | 6.3 | 0 | 0 | 0 | 0 | EIA-860, EIA-860M and EIA-923 | 201603
Estados Unidos | Imclone Solar Electric Facility | KDC Solar O&M LLC |  | 40.555 | -74.7094 | Branchburg | Somerset | New Jersey | 08876 | 33 Imclone Drive | 10 | 10 | Solar | Solar | 0 | 0 | 0 | 0 | 0 | 0 | 0 | 10 | 0 | 0 | 0 | 0 | EIA-860, EIA-860M and EIA-923 | 201603
Estados Unidos | Midwest Energy Community Solar Array | Clean Energy Collective LLC |  | 39.4069 | -101.039 | Colby | Thomas | Kansas | 67701 | 410 East Veterans Memorial Dri | 1 | 1 | Solar | Solar | 0 | 0 | 0 | 0 | 0 | 0 | 0 | 1 | 0 | 0 | 0 | 0 | EIA-860, EIA-860M and EIA-923 | 201603
Estados Unidos | Kettleman Solar -Centaurus | EE Kettleman California LLC |  | 36.0508 | -119.948 | Kettleman City | Kings | California | 93239 | 28990 Highway 41 (SR-41) | 20 | 20 | Solar | Solar | 0 | 0 | 0 | 0 | 0 | 0 | 0 | 20 | 0 | 0 | 0 | 0 | EIA-860, EIA-860M and EIA-923 | 201603
Estados Unidos | Sandstone Solar | Sustainable Power Group, LLC |  | 33.0356 | -111.43 | Florence | Pinal | Arizona | 85132 | West Hunt Highway | 45 | 45 | Solar | Solar | 0 | 0 | 0 | 0 | 0 | 0 | 0 | 45 | 0 | 0 | 0 | 0 | EIA-860, EIA-860M and EIA-923 | 201603
Estados Unidos | Clinton LFGTE | Wabash Valley Power Assn, Inc |  | 40.1208 | -88.9611 | Clinton | Dewitt | Illinois | 61727 | 9560 Heritage Road | 3.2 | 3.2 | Biomasa | Biomasa | 0 | 0 | 0 | 0 | 0 | 0 | 0 | 0 | 0 | 0 | 3.2 | 0 | EIA-860, EIA-860M and EIA-923 | 201603
Estados Unidos | Charlton Solar I | Charlton Solar I, LLC |  | 42.1275 | -71.9964 | Charlton | Worcester | Massachusetts | 01507 | 19 Carpenter Hill Road | 3.9 | 3.9 | Solar | Solar | 0 | 0 | 0 | 0 | 0 | 0 | 0 | 3.9 | 0 | 0 | 0 | 0 | EIA-860, EIA-860M and EIA-923 | 201603
Estados Unidos | Adams Wind | MidAmerican Energy Co |  | 40.92 | -94.6717 | Corning | Adams | Iowa |  | TBD | 150.1 | 150.1 | Eólica | Eólica | 0 | 0 | 0 | 0 | 0 | 0 | 0 | 0 | 150.1 | 0 | 0 | 0 | EIA-860, EIA-860M and EIA-923 | 201603
Estados Unidos | Coronal Lost Hills | Coronal Lost Hills, LLC |  | 35.7267 | -119.906 | Lost Hills | Kern | California | 93249 | 16383 Twisselman Road | 20 | 20 | Solar | Solar | 0 | 0 | 0 | 0 | 0 | 0 | 0 | 20 | 0 | 0 | 0 | 0 | EIA-860, EIA-860M and EIA-923 | 201603
Estados Unidos | Lightolier Wind I Turbine | Philips Lightolier |  | 41.7456 | -71.1172 | Fall River | Bristol | Massachusetts | 02702 | 631 Airport Road | 2 | 2 | Eólica | Eólica | 0 | 0 | 0 | 0 | 0 | 0 | 0 | 0 | 2 | 0 | 0 | 0 | EIA-860, EIA-860M and EIA-923 | 201603
Estados Unidos | Garysburg Solar | Garysburg Solar LLC |  | 36.468 | -77.592 | Garysburg | Northampton | North Carolina | 27831 | 7367 NC Highway 46 | 5 | 5 | Solar | Solar | 0 | 0 | 0 | 0 | 0 | 0 | 0 | 5 | 0 | 0 | 0 | 0 | EIA-860, EIA-860M and EIA-923 | 201603
Estados Unidos | Mt Olive Solar 1 | Mt. Olive Solar 1 |  | 35.1811 | -78.0969 | Mt. Olive | Wayne | North Carolina | 28365 | 545 Lees Country Club Road | 5 | 5 | Solar | Solar | 0 | 0 | 0 | 0 | 0 | 0 | 0 | 5 | 0 | 0 | 0 | 0 | EIA-860, EIA-860M and EIA-923 | 201603
Estados Unidos | FLS Solar 230 (Warren) | FLS Solar 230 (Warren) |  | 35.0161 | -77.8219 | Albertson | Duplin | North Carolina | 28508 | 2781 N NC 11 and 903 Highway | 4.8 | 4.8 | Solar | Solar | 0 | 0 | 0 | 0 | 0 | 0 | 0 | 4.8 | 0 | 0 | 0 | 0 | EIA-860, EIA-860M and EIA-923 | 201603
Estados Unidos | Tarboro Solar | Tarboro Solar LLC |  | 35.8581 | -77.4992 | Tarboro | Edgecombe | North Carolina | 27886 | 2677 US 64 Alt. Est. | 5 | 5 | Solar | Solar | 0 | 0 | 0 | 0 | 0 | 0 | 0 | 5 | 0 | 0 | 0 | 0 | EIA-860, EIA-860M and EIA-923 | 201603
Estados Unidos | Nelson Gardens Landfill Gas to Energy | Nelson Gardens Energy, LLC |  | 29.33 | -98.66 | San Antonio | Bexar | Texas | 78252 | 8963 Nelson Road, Building #5 | 4.4 | 4.4 | Biomasa | Biomasa | 0 | 0 | 0 | 0 | 0 | 0 | 0 | 0 | 0 | 0 | 4.4 | 0 | EIA-860, EIA-860M and EIA-923 | 201603
Estados Unidos | CII Methane Management III LFG Plant | ENERGYneering Solutions, Inc |  | 33.9256 | -83.2639 | Winterville | Clarke | Georgia | 30605 | 5700 Lexington Highway | 1.6 | 1.6 | Biomasa | Biomasa | 0 | 0 | 0 | 0 | 0 | 0 | 0 | 0 | 0 | 0 | 1.6 | 0 | EIA-860, EIA-860M and EIA-923 | 201603
Estados Unidos | Forever 21 Retail, Inc. | Los Angeles Department of Water & Power |  | 34.0714 | -118.196 | Los Angeles | Los Angeles | California | 90031 | 3880 North Mission Road | 4.6 | 4.6 | Solar | Solar | 0 | 0 | 0 | 0 | 0 | 0 | 0 | 4.6 | 0 | 0 | 0 | 0 | EIA-860, EIA-860M and EIA-923 | 201603
Estados Unidos | Nordhoff Place | Los Angeles Department of Water & Power |  | 34.2367 | -118.566 | Chatsworth | Los Angeles | California | 91311 | 19801 West Nordhoff Place | 1 | 1 | Solar | Solar | 0 | 0 | 0 | 0 | 0 | 0 | 0 | 1 | 0 | 0 | 0 | 0 | EIA-860, EIA-860M and EIA-923 | 201603
Estados Unidos | City of Truth or Consequences PV | SSA Solar of NM 4, LLC |  | 33.1211 | -107.288 | Truth or Consequences | Sierra | New Mexico | 88030 | 3300 Cook Street | 1.9 | 1.9 | Solar | Solar | 0 | 0 | 0 | 0 | 0 | 0 | 0 | 1.9 | 0 | 0 | 0 | 0 | EIA-860, EIA-860M and EIA-923 | 201603
Estados Unidos | Sendero Wind Energy | Sendero Wind Energy, LLC |  | 27.18 | -98.9167 | Hebbronville | Jim Hogg | Texas | 78361 | 565 FM 649 | 78 | 78 | Eólica | Eólica | 0 | 0 | 0 | 0 | 0 | 0 | 0 | 0 | 78 | 0 | 0 | 0 | EIA-860, EIA-860M and EIA-923 | 201603
Estados Unidos | Campbell County Wind Farm | Consolidated Edison Development Inc. |  | 45.7533 | -100.275 | Pollock | Campbell | South Dakota | 57648 | 29709 113th Street | 97.8 | 97.8 | Eólica | Eólica | 0 | 0 | 0 | 0 | 0 | 0 | 0 | 0 | 97.8 | 0 | 0 | 0 | EIA-860, EIA-860M and EIA-923 | 201603
Estados Unidos | Imperial Valley Solar Co (IVSC) 2 | Dominion Renewable Energy |  | 33.2522 | -115.497 | Niland | Imperial | California | 92257 | 8201 Cuff Road | 20 | 20 | Solar | Solar | 0 | 0 | 0 | 0 | 0 | 0 | 0 | 20 | 0 | 0 | 0 | 0 | EIA-860, EIA-860M and EIA-923 | 201603
Estados Unidos | SPI Anderson 2 | Sierra Pacific Industries Inc |  | 40.4723 | -122.324 | Anderson | Shasta | California | 96007 | 19758 Riverside Ave | 27.2 | 27.2 | Biomasa | Biomasa | 0 | 0 | 0 | 0 | 0 | 0 | 0 | 0 | 0 | 0 | 27.2 | 0 | EIA-860, EIA-860M and EIA-923 | 201603
Estados Unidos | Innovative Solar 48 | Innovative Solar 48, LLC |  | 34.7116 | -79.3024 | Maxton | Robeson | North Carolina | 28364 | 22400 Andrew Jackson Hwy | 4.9 | 4.9 | Solar | Solar | 0 | 0 | 0 | 0 | 0 | 0 | 0 | 4.9 | 0 | 0 | 0 | 0 | EIA-860, EIA-860M and EIA-923 | 201603
Estados Unidos | Innovative Solar 23 | Heelstone Energy Holdings, LLC |  | 35.2598 | -81.419 | Kings Mountain | Cleveland | North Carolina | 28086 | 398 Stony Point Road | 1.9 | 1.9 | Solar | Solar | 0 | 0 | 0 | 0 | 0 | 0 | 0 | 1.9 | 0 | 0 | 0 | 0 | EIA-860, EIA-860M and EIA-923 | 201603
Estados Unidos | Innovative Solar 44 | Innovative Solar 44, LLC |  | 34.859 | -79.108 | Shannon | Robeson | North Carolina | 28364 | 10 Junkyard Lane | 4.9 | 4.9 | Solar | Solar | 0 | 0 | 0 | 0 | 0 | 0 | 0 | 4.9 | 0 | 0 | 0 | 0 | EIA-860, EIA-860M and EIA-923 | 201603
Estados Unidos | Innovative Solar 64 | Innovative Solar 64, LLC |  | 35.041 | -78.3297 | Clinton | Sampson | North Carolina | 28328 | 2800 Hobbton Hwy | 4.9 | 4.9 | Solar | Solar | 0 | 0 | 0 | 0 | 0 | 0 | 0 | 4.9 | 0 | 0 | 0 | 0 | EIA-860, EIA-860M and EIA-923 | 201603
Estados Unidos | Main Street Solar Project | NextSun Energy, LLC |  | 43.6264 | -72.9756 | Rutland | Rutland | Vermont | 05701 | 258 North Main Street | 1.5 | 1.5 | Solar | Solar | 0 | 0 | 0 | 0 | 0 | 0 | 0 | 1.5 | 0 | 0 | 0 | 0 | EIA-860, EIA-860M and EIA-923 | 201603
Estados Unidos | GM Lordstown Assembly Solar Array | General Motors-Lordstown |  | 41.148 | -80.8838 | Warren | Trumbull | Ohio | 44481 | 2300 Hallock Young Road | 1.7 | 1.7 | Solar | Solar | 0 | 0 | 0 | 0 | 0 | 0 | 0 | 1.7 | 0 | 0 | 0 | 0 | EIA-860, EIA-860M and EIA-923 | 201603
Estados Unidos | Sarasota County LFGTE Facility | Landfill Energy Systems Florida |  | 27.203 | -82.387 | Nokomis | Sarasota | Florida | 34275 | 4034 Knights Trail Road | 6.4 | 6.4 | Biomasa | Biomasa | 0 | 0 | 0 | 0 | 0 | 0 | 0 | 0 | 0 | 0 | 6.4 | 0 | EIA-860, EIA-860M and EIA-923 | 201603
Estados Unidos | Sun Harvest Solar NDP1 | Sun Harvest Solar, LLC |  | 37.0576 | -120.654 | Dos Palos | Merced | California | 93620 | 15968 San Juan Road | 1.5 | 1.5 | Solar | Solar | 0 | 0 | 0 | 0 | 0 | 0 | 0 | 1.5 | 0 | 0 | 0 | 0 | EIA-860, EIA-860M and EIA-923 | 201603
Estados Unidos | Wake County LFG Facility | Ingenco Renewable Development, LLC |  | 35.674 | -78.854 | Apex | Wake | North Carolina | 27502 | 6512 Old Smithfield Road | 7.2 | 7.2 | Biomasa | Biomasa | 0 | 0 | 0 | 0 | 0 | 0 | 0 | 0 | 0 | 0 | 7.2 | 0 | EIA-860, EIA-860M and EIA-923 | 201603
Estados Unidos | NBC Field's Point Wind Farm | Narragansett Bay Commission |  | 41.7941 | -71.3892 | Providence | Providence | Rhode Island | 02905 | 2 Ernest Street | 4.5 | 4.5 | Eólica | Eólica | 0 | 0 | 0 | 0 | 0 | 0 | 0 | 0 | 4.5 | 0 | 0 | 0 | EIA-860, EIA-860M and EIA-923 | 201603
Estados Unidos | Aspen Solar, LLC | Heelstone Energy Holdings, LLC |  | 34.7912 | -78.0121 | Rose Hill | Duplin | North Carolina | 28458 | 4527 U.S. 117 S | 4.9 | 4.9 | Solar | Solar | 0 | 0 | 0 | 0 | 0 | 0 | 0 | 4.9 | 0 | 0 | 0 | 0 | EIA-860, EIA-860M and EIA-923 | 201603
Estados Unidos | Pavant Solar, LLC | Dominion Renewable Energy |  | 38.9605 | -112.363 | Fillmore | Millard | Utah | 84631 | 1325 W 8900 N | 50 | 50 | Solar | Solar | 0 | 0 | 0 | 0 | 0 | 0 | 0 | 50 | 0 | 0 | 0 | 0 | EIA-860, EIA-860M and EIA-923 | 201603
Estados Unidos | JC-Biomethane, LLC | JC-Biomethane, LLC |  | 44.1835 | -123.2 | Junction City | Lane | Oregon | 97448 | 92757 Highway 99 S | 1.6 | 1.6 | Biomasa | Biomasa | 0 | 0 | 0 | 0 | 0 | 0 | 0 | 0 | 0 | 0 | 1.6 | 0 | EIA-860, EIA-860M and EIA-923 | 201603
Estados Unidos | BRE | Heelstone Energy Holdings, LLC |  | 36.3725 | -78.5985 | Oxford | Granville | North Carolina | 27565 | 3116 Henry Wilson Roade | 4.9 | 4.9 | Solar | Solar | 0 | 0 | 0 | 0 | 0 | 0 | 0 | 4.9 | 0 | 0 | 0 | 0 | EIA-860, EIA-860M and EIA-923 | 201603
Estados Unidos | St. Paul Intl Airport Red & Blue Parking | Ameresco Tempe |  | 44.88 | -93.21 | St. Paul | Hennepin | Minnesota | 55111 | 4300 Glumack Drive Terminal 1 | 2.3 | 2.3 | Solar | Solar | 0 | 0 | 0 | 0 | 0 | 0 | 0 | 2.3 | 0 | 0 | 0 | 0 | EIA-860, EIA-860M and EIA-923 | 201603
Estados Unidos | Sand Valley Power Station | Energy Developments Inc |  | 34.3439 | -85.8661 | Collinsville | Dekalb | Alabama | 35691 | 3345 County Road 209 | 4.8 | 4.8 | Biomasa | Biomasa | 0 | 0 | 0 | 0 | 0 | 0 | 0 | 0 | 0 | 0 | 4.8 | 0 | EIA-860, EIA-860M and EIA-923 | 201603
Estados Unidos | CII Methane Management IV, LLC | ENERGYneering Solutions, Inc |  | 35.5119 | -78.4338 | Smithfield | Johnston | North Carolina | 27577 | 680 County Home Road | 1.5 | 1.5 | Biomasa | Biomasa | 0 | 0 | 0 | 0 | 0 | 0 | 0 | 0 | 0 | 0 | 1.5 | 0 | EIA-860, EIA-860M and EIA-923 | 201603
Estados Unidos | IKEA St. Louis 410 | IKEA Property Inc |  | 38.635 | -90.2456 | St. Louis | St Louis City | Missouri | 63108 | 4000 Forest Park Ave. | 1 | 1 | Solar | Solar | 0 | 0 | 0 | 0 | 0 | 0 | 0 | 1 | 0 | 0 | 0 | 0 | EIA-860, EIA-860M and EIA-923 | 201603
Estados Unidos | DD Hay Road Solar 23 LLC | Laurel Capital Partners |  | 39.7367 | -75.5117 | New Castle | New Castle | Delaware | 19809 | 4503 Hay Road | 1.2 | 1.2 | Solar | Solar | 0 | 0 | 0 | 0 | 0 | 0 | 0 | 1.2 | 0 | 0 | 0 | 0 | EIA-860, EIA-860M and EIA-923 | 201603
Estados Unidos | Framingham State University Plant | Framingham State University |  | 42.298 | -71.4361 | Framingham | Middlesex | Massachusetts | 01701 | 100 State Street | 3.3 | 1 | Petróleo | Solar | 0 | 0.1 | 2.2 | 0 | 0 | 0 | 0 | 1 | 0 | 0 | 0 | 0 | EIA-860, EIA-860M and EIA-923 | 201603
Estados Unidos | Charlotte Solar LLC VT | Charlotte Solar LLC |  | 44.322 | -73.1976 | Charlotte | Chittenden | Vermont | 05445 | 1824 Hinesburg Road | 2 | 2 | Solar | Solar | 0 | 0 | 0 | 0 | 0 | 0 | 0 | 2 | 0 | 0 | 0 | 0 | EIA-860, EIA-860M and EIA-923 | 201603
Estados Unidos | Seville 1 | Seville Solar One LLC |  | 33.1125 | -116.014 | Ocotillo Wells | Imperial | California | 92004 | 2085A W. Highway 78 | 20 | 20 | Solar | Solar | 0 | 0 | 0 | 0 | 0 | 0 | 0 | 20 | 0 | 0 | 0 | 0 | EIA-860, EIA-860M and EIA-923 | 201603
Estados Unidos | Seville 2 | Seville Solar Two LLC |  | 33.1101 | -116.006 | Ocotillo Wells | Imperial | California | 92004 | 2085A W. Highway 78 | 30 | 30 | Solar | Solar | 0 | 0 | 0 | 0 | 0 | 0 | 0 | 30 | 0 | 0 | 0 | 0 | EIA-860, EIA-860M and EIA-923 | 201603
Estados Unidos | Scituate Wind | Scituate Wind LLC |  | 42.1751 | -70.7285 | Scituate | Plymouth | Massachusetts | 02066 | 161 Driftway | 1.5 | 1.5 | Eólica | Eólica | 0 | 0 | 0 | 0 | 0 | 0 | 0 | 0 | 1.5 | 0 | 0 | 0 | EIA-860, EIA-860M and EIA-923 | 201603
Estados Unidos | Fairhaven Wind | Fairhaven Wind LLC |  | 41.6391 | -70.8734 | Fairhaven | Bristol | Massachusetts | 02719 | 5 Arsene Street | 3 | 3 | Eólica | Eólica | 0 | 0 | 0 | 0 | 0 | 0 | 0 | 0 | 3 | 0 | 0 | 0 | EIA-860, EIA-860M and EIA-923 | 201603
Estados Unidos | Macon Solar Power Project | MC Power Companies Inc |  | 39.76 | -92.46 | Macon | Macon | Missouri | 63552 | 3007 Kellogg Avenue | 2.8 | 2.8 | Solar | Solar | 0 | 0 | 0 | 0 | 0 | 0 | 0 | 2.8 | 0 | 0 | 0 | 0 | EIA-860, EIA-860M and EIA-923 | 201603
Estados Unidos | SEPV 18 | Sustainable Power Group, LLC |  | 34.6136 | -117.934 | Palmdale | Los Angeles | California | 93591 | East Avenue O and 110th St. Ea | 2 | 2 | Solar | Solar | 0 | 0 | 0 | 0 | 0 | 0 | 0 | 2 | 0 | 0 | 0 | 0 | EIA-860, EIA-860M and EIA-923 | 201603
Estados Unidos | Templeton | Sunny Templeton, LLC |  | 42.5212 | -72.0673 | Templeton | Worcester | Massachusetts | 01468 | 95 Farnsworth Road | 3 | 3 | Solar | Solar | 0 | 0 | 0 | 0 | 0 | 0 | 0 | 3 | 0 | 0 | 0 | 0 | EIA-860, EIA-860M and EIA-923 | 201603
Estados Unidos | Green Pastures Wind I | Capital Dynamics |  | 33.6282 | -99.4112 | Seymour | Baylor | Texas | 76380 | 4278 CR 140 | 150 | 150 | Eólica | Eólica | 0 | 0 | 0 | 0 | 0 | 0 | 0 | 0 | 150 | 0 | 0 | 0 | EIA-860, EIA-860M and EIA-923 | 201603
Estados Unidos | Green Pastures Wind II | Capital Dynamics |  | 33.646 | -99.5329 | Seymour | Knox | Texas | 76380 | 4278 CR 140 | 150 | 150 | Eólica | Eólica | 0 | 0 | 0 | 0 | 0 | 0 | 0 | 0 | 150 | 0 | 0 | 0 | EIA-860, EIA-860M and EIA-923 | 201603
Estados Unidos | Briscoe Wind Farm | Capital Dynamics |  | 34.4323 | -101.237 | Silverton | Briscoe | Texas | 79257 | 9947 County Road F | 150 | 150 | Eólica | Eólica | 0 | 0 | 0 | 0 | 0 | 0 | 0 | 0 | 150 | 0 | 0 | 0 | EIA-860, EIA-860M and EIA-923 | 201603
Estados Unidos | Valentine Wind, LLC | Valentine Wind, LLC |  | 42.8591 | -100.592 | Valentine | Cherry | Nebraska | 69201 | 39266 US Highway 20 | 1.9 | 1.9 | Eólica | Eólica | 0 | 0 | 0 | 0 | 0 | 0 | 0 | 0 | 1.9 | 0 | 0 | 0 | EIA-860, EIA-860M and EIA-923 | 201603
Estados Unidos | Citizen B | Sustainable Power Group, LLC |  | 36.7238 | -120.432 | Mendota | Fresno | California | 93640 | West California Avenue | 5 | 5 | Solar | Solar | 0 | 0 | 0 | 0 | 0 | 0 | 0 | 5 | 0 | 0 | 0 | 0 | EIA-860, EIA-860M and EIA-923 | 201603
Estados Unidos | Barton Solar Farm | Barton Solar, LLC |  | 44.7254 | -72.184 | Barton | Orleans | Vermont | 05822 | 1603 Glover Road | 1.9 | 1.9 | Solar | Solar | 0 | 0 | 0 | 0 | 0 | 0 | 0 | 1.9 | 0 | 0 | 0 | 0 | EIA-860, EIA-860M and EIA-923 | 201603
Estados Unidos | Sunnyside Ranch Community Solar Array | Clean Energy Collective LLC |  | 39.415 | -107.157 | Carbondale | Garfield | Colorado | 81623 | 4003 Country Road 100 | 2 | 2 | Solar | Solar | 0 | 0 | 0 | 0 | 0 | 0 | 0 | 2 | 0 | 0 | 0 | 0 | EIA-860, EIA-860M and EIA-923 | 201603
Estados Unidos | Chimes West Friendship (Nixon Farms) | SunE SEM 1, LLC |  | 39.2967 | -76.9574 | West Friendship | Howard | Maryland | 21792 | 2800 Nixon Farms Lane | 1.2 | 1.2 | Solar | Solar | 0 | 0 | 0 | 0 | 0 | 0 | 0 | 1.2 | 0 | 0 | 0 | 0 | EIA-860, EIA-860M and EIA-923 | 201603
Estados Unidos | Lakeland Electric Co. (FL)-Airport 1 | NVT LICENSES, LLC |  | 27.9885 | -82.0473 | Lakeland | Polk | Florida | 33811 | 4250 Hamilton Road | 2.7 | 2.7 | Solar | Solar | 0 | 0 | 0 | 0 | 0 | 0 | 0 | 2.7 | 0 | 0 | 0 | 0 | EIA-860, EIA-860M and EIA-923 | 201603
Estados Unidos | Leominster (MA)-South Street-R&D | South Street Solar, LLC |  | 42.6062 | -71.1772 | Tewksbury | Middlesex | Massachusetts | 20705 | 1350 South Street | 2.6 | 2.6 | Solar | Solar | 0 | 0 | 0 | 0 | 0 | 0 | 0 | 2.6 | 0 | 0 | 0 | 0 | EIA-860, EIA-860M and EIA-923 | 201603
Estados Unidos | DSH (CA) - Coalinga State Hospital | Team-Solar, Inc. |  | 36.1373 | -120.218 | Coalinga | Fresno | California | 93210 | 24511 W Jayne Avenue | 3.5 | 3.5 | Solar | Solar | 0 | 0 | 0 | 0 | 0 | 0 | 0 | 3.5 | 0 | 0 | 0 | 0 | EIA-860, EIA-860M and EIA-923 | 201603
Estados Unidos | River Mountains Solar | River Mountains Solar, LLC |  | 36.0316 | -114.929 | Henderson | Clark | Nevada | 89015 | 1299 Burkholder | 14.4 | 14.4 | Solar | Solar | 0 | 0 | 0 | 0 | 0 | 0 | 0 | 14.4 | 0 | 0 | 0 | 0 | EIA-860, EIA-860M and EIA-923 | 201603
Estados Unidos | CDCR (CA) - Pleasant Valley State Prison | Team-Solar, Inc. |  | 36.1372 | -120.224 | Coalinga | Fresno | California | 93210 | 24863 West Jayne Avenue | 2.2 | 2.2 | Solar | Solar | 0 | 0 | 0 | 0 | 0 | 0 | 0 | 2.2 | 0 | 0 | 0 | 0 | EIA-860, EIA-860M and EIA-923 | 201603
Estados Unidos | UMES (MD) - Princess Anne | NVT LICENSES, LLC |  | 38.2026 | -75.6764 | Princess Anne | Somerset | Maryland | 21583 | MD Rt. 388 (West Post Office R | 2.1 | 2.1 | Solar | Solar | 0 | 0 | 0 | 0 | 0 | 0 | 0 | 2.1 | 0 | 0 | 0 | 0 | EIA-860, EIA-860M and EIA-923 | 201603
Estados Unidos | Bourne (MA) - Holliston I | NVT LICENSES, LLC |  | 42.1779 | -71.4546 | Holliston | Middlesex | Massachusetts | 01746 | 56 Chestnut Street | 2.4 | 2.4 | Solar | Solar | 0 | 0 | 0 | 0 | 0 | 0 | 0 | 2.4 | 0 | 0 | 0 | 0 | EIA-860, EIA-860M and EIA-923 | 201603
Estados Unidos | Wilzig Associates, LLC | Wilzig Associates, LLC |  | 40.8253 | -74.0944 | East Rutherford | Bergen | New Jersey | 07073 | Union Avenue & DuBois Street | 1.2 | 1.2 | Solar | Solar | 0 | 0 | 0 | 0 | 0 | 0 | 0 | 1.2 | 0 | 0 | 0 | 0 | EIA-860, EIA-860M and EIA-923 | 201603
Estados Unidos | BlueWave Capital - Grafton (SREC II) | TerraForm Solar XVII, LLC |  | 42.2255 | -71.6627 | Grafton | Worcester | Massachusetts | 01519 | 43 Estabrook Street | 1.3 | 1.3 | Solar | Solar | 0 | 0 | 0 | 0 | 0 | 0 | 0 | 1.3 | 0 | 0 | 0 | 0 | EIA-860, EIA-860M and EIA-923 | 201603
Estados Unidos | Lakeland Electric Co. (FL) - Airport II | NVT LICENSES, LLC |  | 27.9911 | -82.0473 | Lakeland | Polk | Florida | 33811 | 4070 Hamilton Road | 3.8 | 3.8 | Solar | Solar | 0 | 0 | 0 | 0 | 0 | 0 | 0 | 3.8 | 0 | 0 | 0 | 0 | EIA-860, EIA-860M and EIA-923 | 201603
Estados Unidos | Chester Power Partners | Chester Power Partners LLC |  | 43.2809 | -72.5976 | North Chester | Windsor | Vermont | 05143 | 54 Trebo Road | 2.2 | 2.2 | Solar | Solar | 0 | 0 | 0 | 0 | 0 | 0 | 0 | 2.2 | 0 | 0 | 0 | 0 | EIA-860, EIA-860M and EIA-923 | 201603
Estados Unidos | Glades Pike Generation Plant | State Correctnl Inst Laurel Highlands |  | 40.0066 | -79.041 | Somerset | Somerset | Pennsylvania | 15501 | 5706 Glades Pike | 4.3 | 4.3 | Biomasa | Biomasa | 0 | 0 | 0 | 0 | 0 | 0 | 0 | 0 | 0 | 0 | 4.3 | 0 | EIA-860, EIA-860M and EIA-923 | 201603
Estados Unidos | Red Hill Solar Center, LLC | Heelstone Energy Holdings, LLC |  | 36.4044 | -78.1411 | Warrenton | Warren | North Carolina | 27589 | 401 Red Hill Loop Road | 4.9 | 4.9 | Solar | Solar | 0 | 0 | 0 | 0 | 0 | 0 | 0 | 4.9 | 0 | 0 | 0 | 0 | EIA-860, EIA-860M and EIA-923 | 201603
Estados Unidos | Van Slyke Solar Center, LLC | Heelstone Energy Holdings, LLC |  | 35.777 | -77.8805 | Elm City | Wilson | North Carolina | 27822 | 4141 Van Slyke Road | 4.9 | 4.9 | Solar | Solar | 0 | 0 | 0 | 0 | 0 | 0 | 0 | 4.9 | 0 | 0 | 0 | 0 | EIA-860, EIA-860M and EIA-923 | 201603
Estados Unidos | Broadway Solar Center, LLC | Heelstone Energy Holdings, LLC |  | 34.3093 | -78.8314 | Chadbourn | Columbus | North Carolina | 28431 | 310 Dessie Road | 4.9 | 4.9 | Solar | Solar | 0 | 0 | 0 | 0 | 0 | 0 | 0 | 4.9 | 0 | 0 | 0 | 0 | EIA-860, EIA-860M and EIA-923 | 201603
Estados Unidos | Robeson County LFG to Energy | Robeson County Landfill |  | 34.791 | -78.9088 | St. Pauls | Robeson | North Carolina | 28384 | 246 Landfill Road | 2 | 2 | Biomasa | Biomasa | 0 | 0 | 0 | 0 | 0 | 0 | 0 | 0 | 0 | 0 | 2 | 0 | EIA-860, EIA-860M and EIA-923 | 201603
Estados Unidos | Stetson Road Solar - Barre I | Kearsarge Solar LLC |  | 42.4029 | -72.1027 | Barre | Worcester | Massachusetts | 01005 | 203 Stetson Road | 2 | 2 | Solar | Solar | 0 | 0 | 0 | 0 | 0 | 0 | 0 | 2 | 0 | 0 | 0 | 0 | EIA-860, EIA-860M and EIA-923 | 201603
Estados Unidos | Barre II Solar Project | Kearsarge Solar LLC |  | 42.362 | -72.109 | Barre | Worcester | Massachusetts | 01005 | Britton Road West | 1.5 | 1.5 | Solar | Solar | 0 | 0 | 0 | 0 | 0 | 0 | 0 | 1.5 | 0 | 0 | 0 | 0 | EIA-860, EIA-860M and EIA-923 | 201603
Estados Unidos | Chester Solar Farm | Kearsarge Solar LLC |  | 42.312 | -72.949 | Chester | Hampden | Massachusetts | 01011 | 556 Skyline Trail | 4.8 | 4.8 | Solar | Solar | 0 | 0 | 0 | 0 | 0 | 0 | 0 | 4.8 | 0 | 0 | 0 | 0 | EIA-860, EIA-860M and EIA-923 | 201603
Estados Unidos | Concord Solar Farm | Kearsarge Solar LLC |  | 42.444 | -71.335 | Concord | Middlesex | Massachusetts | 01742 | 755 Walden Street | 1.5 | 1.5 | Solar | Solar | 0 | 0 | 0 | 0 | 0 | 0 | 0 | 1.5 | 0 | 0 | 0 | 0 | EIA-860, EIA-860M and EIA-923 | 201603
Estados Unidos | TIA Solar | Tampa Electric Co |  | 27.9658 | -82.5328 | Tampa | Hillsborough | Florida | 33607 | 5505 Airport Service Road | 1.6 | 1.6 | Solar | Solar | 0 | 0 | 0 | 0 | 0 | 0 | 0 | 1.6 | 0 | 0 | 0 | 0 | EIA-860, EIA-860M and EIA-923 | 201603
Estados Unidos | IMPA Pendleton Solar Park | Indiana Municipal Power Agency |  | 39.9886 | -85.7709 | Pendleton | Madison | Indiana | 46064 | 4500 West Fall Creek Drive | 2 | 2 | Solar | Solar | 0 | 0 | 0 | 0 | 0 | 0 | 0 | 2 | 0 | 0 | 0 | 0 | EIA-860, EIA-860M and EIA-923 | 201603
Estados Unidos | Jefferson Solar Park | Half Moon Ventures, LLC |  | 43.0146 | -88.7992 | Jefferson | Jefferson | Wisconsin | 53549 | 792 N. Parkway | 1 | 1 | Solar | Solar | 0 | 0 | 0 | 0 | 0 | 0 | 0 | 1 | 0 | 0 | 0 | 0 | EIA-860, EIA-860M and EIA-923 | 201603
Estados Unidos | BioTown Ag | BioTown Ag |  | 40.7656 | -86.8797 | Reynolds | White | Indiana | 47980 | 402 W 100 North | 6 | 6 | Biomasa | Biomasa | 0 | 0 | 0 | 0 | 0 | 0 | 0 | 0 | 0 | 0 | 6 | 0 | EIA-860, EIA-860M and EIA-923 | 201603
Estados Unidos | Adams Farm Solar | Adams Farm Solar LLC |  | 42.6 | -72.2 | Athol | Worcester | Massachusetts | 01331 | 854 Bearsden Road | 3 | 3 | Solar | Solar | 0 | 0 | 0 | 0 | 0 | 0 | 0 | 3 | 0 | 0 | 0 | 0 | EIA-860, EIA-860M and EIA-923 | 201603
Estados Unidos | Heartland Community College | Heartland Community College |  | 40.537 | -89.019 | Normal | McLean | Illinois | 61761 |  | 1.7 | 1.7 | Eólica | Eólica | 0 | 0 | 0 | 0 | 0 | 0 | 0 | 0 | 1.7 | 0 | 0 | 0 | EIA-860, EIA-860M and EIA-923 | 201603
Estados Unidos | RGS-Rutland VNM SREC II Project (MA) | TerraForm Solar XVII, LLC |  | 42.4318 | -71.9782 | Rutland | Worcester | Massachusetts | 01543 | 549 East County Road | 2.6 | 2.6 | Solar | Solar | 0 | 0 | 0 | 0 | 0 | 0 | 0 | 2.6 | 0 | 0 | 0 | 0 | EIA-860, EIA-860M and EIA-923 | 201603
Estados Unidos | Eden Solar LLC | Sustainable Power Group, LLC |  | 35.1485 | -79.6364 | Ellerbe | Richmond | North Carolina | 28338 | 2252 Derby Road | 47.7 | 47.7 | Solar | Solar | 0 | 0 | 0 | 0 | 0 | 0 | 0 | 47.7 | 0 | 0 | 0 | 0 | EIA-860, EIA-860M and EIA-923 | 201603
Estados Unidos | Davis Monthan AFB (AZ) West Airfield | SunE DM, LLC |  | 32.1736 | -110.9 | Tucson | Pima | Arizona | 85707 | Davis-Montan Air Force Base | 12.6 | 12.6 | Solar | Solar | 0 | 0 | 0 | 0 | 0 | 0 | 0 | 12.6 | 0 | 0 | 0 | 0 | EIA-860, EIA-860M and EIA-923 | 201603
Estados Unidos | New Bedford (MA) Plymouth | BWC Origination 4, LLC |  | 41.9254 | -70.649 | Plymouth | Plymouth | Massachusetts | 02360 | 30 Raffaele Road | 4.3 | 4.3 | Solar | Solar | 0 | 0 | 0 | 0 | 0 | 0 | 0 | 4.3 | 0 | 0 | 0 | 0 | EIA-860, EIA-860M and EIA-923 | 201603
Estados Unidos | Upper Blackstone (MA) Treasure Valley | Nexamp Treasure Valley Solar, LLC |  | 42.3328 | -71.9876 | Rutalnd | Worcester | Massachusetts | 01543 | 320 Pleasantdale Road | 5 | 5 | Solar | Solar | 0 | 0 | 0 | 0 | 0 | 0 | 0 | 5 | 0 | 0 | 0 | 0 | EIA-860, EIA-860M and EIA-923 | 201603
Estados Unidos | Croda Atlas Point CHP | Croda Inc. |  | 39.6933 | -75.5431 | New Castle | New Castle | Delaware | 19720 | 315 Cherry Lane | 2.2 | 2.2 | Biomasa | Biomasa | 0 | 0 | 0 | 0 | 0 | 0 | 0 | 0 | 0 | 0 | 2.2 | 0 | EIA-860, EIA-860M and EIA-923 | 201603
Estados Unidos | Fremont Community Digester, LLC | Novi Energy LLC |  | 43.4596 | -85.9761 | Newaygo | Newaygo | Michigan | 49412 | 1634 Locust Street | 2.9 | 2.9 | Biomasa | Biomasa | 0 | 0 | 0 | 0 | 0 | 0 | 0 | 0 | 0 | 0 | 2.9 | 0 | EIA-860, EIA-860M and EIA-923 | 201603
Estados Unidos | Fiddler's Canyon #2 | SunE Solar XVII Project 2, LLC |  | 37.7947 | -113.284 | Cedar City | Iron | Utah | 84720 | 9213 West 3200 North | 3 | 3 | Solar | Solar | 0 | 0 | 0 | 0 | 0 | 0 | 0 | 3 | 0 | 0 | 0 | 0 | EIA-860, EIA-860M and EIA-923 | 201603
Estados Unidos | Fiddler's Canyon #1 | SunE Solar XVII Project 1, LLC |  | 37.7503 | -113.254 | Cedar City | Iron | Utah | 84720 | 9190 West Antelope Springs Rd | 3 | 3 | Solar | Solar | 0 | 0 | 0 | 0 | 0 | 0 | 0 | 3 | 0 | 0 | 0 | 0 | EIA-860, EIA-860M and EIA-923 | 201603
Estados Unidos | Advance Stores Company, Inc | SolarCity Corporation |  | 42.015 | -72.5119 | Enfield | Hartford | Connecticut | 06082 | 300 Shaker Road | 1 | 1 | Solar | Solar | 0 | 0 | 0 | 0 | 0 | 0 | 0 | 1 | 0 | 0 | 0 | 0 | EIA-860, EIA-860M and EIA-923 | 201603
Estados Unidos | Millbrook School | SolarCity Corporation |  | 41.8458 | -73.6195 | Millbrook | Dutchess | New York | 12545 | 131 Millbrook School Road | 1.4 | 1.4 | Solar | Solar | 0 | 0 | 0 | 0 | 0 | 0 | 0 | 1.4 | 0 | 0 | 0 | 0 | EIA-860, EIA-860M and EIA-923 | 201603
Estados Unidos | Oregon University System Rabbit Field | SolarCity Corporation |  | 44.5735 | -123.317 | Corvallis | Benton | Oregon | 97339 | 5501 NW Walnut Blvd | 1.2 | 1.2 | Solar | Solar | 0 | 0 | 0 | 0 | 0 | 0 | 0 | 1.2 | 0 | 0 | 0 | 0 | EIA-860, EIA-860M and EIA-923 | 201603
Estados Unidos | Colon PV | Los Angeles Department of Water & Power |  | 33.7927 | -118.252 | Wilmington | Los Angeles | California | 90044 | 909 E. Colon Street | 1.3 | 1.3 | Solar | Solar | 0 | 0 | 0 | 0 | 0 | 0 | 0 | 1.3 | 0 | 0 | 0 | 0 | EIA-860, EIA-860M and EIA-923 | 201603
Estados Unidos | Airport 1 Solar (DIA) | Greenbacker Renewable Energy Corporation |  | 39.8994 | -104.675 | Denver | Denver | Colorado | 80249 | 11190 N. Queensburg St | 1.5 | 1.5 | Solar | Solar | 0 | 0 | 0 | 0 | 0 | 0 | 0 | 1.5 | 0 | 0 | 0 | 0 | EIA-860, EIA-860M and EIA-923 | 201603
Estados Unidos | Munster Landfill Gas-to-Energy | Energy Systems Group LLC |  | 41.5244 | -87.5091 | Munster | Lake | Indiana | 46321 | 10121 Calumet Avenue | 1.1 | 1.1 | Biomasa | Biomasa | 0 | 0 | 0 | 0 | 0 | 0 | 0 | 0 | 0 | 0 | 1.1 | 0 | EIA-860, EIA-860M and EIA-923 | 201603
Estados Unidos | Dairyland WTE Plant | Energy Systems Group LLC |  | 44.5401 | -87.8056 | New Franken | Brown | Wisconsin | 54229 | 2647 Mercier Road | 1.4 | 1.4 | Biomasa | Biomasa | 0 | 0 | 0 | 0 | 0 | 0 | 0 | 0 | 0 | 0 | 1.4 | 0 | EIA-860, EIA-860M and EIA-923 | 201603
Estados Unidos | Rockfish Solar LLC | Rockfish Solar LLC |  | 38.5915 | -76.8749 | Waldorf | Charles | Maryland | 20602 | 4370 Renner Road | 10.3 | 10.3 | Solar | Solar | 0 | 0 | 0 | 0 | 0 | 0 | 0 | 10.3 | 0 | 0 | 0 | 0 | EIA-860, EIA-860M and EIA-923 | 201603
Estados Unidos | Granby LFG | Industrial Power Services Corp. |  | 42.2273 | -72.5472 | Granby | Hampshire | Massachusetts | 01082 | 11 New Ludlow Road | 3.2 | 3.2 | Biomasa | Biomasa | 0 | 0 | 0 | 0 | 0 | 0 | 0 | 0 | 0 | 0 | 3.2 | 0 | EIA-860, EIA-860M and EIA-923 | 201603
Estados Unidos | Nanticoke LFG | Broome Energy Resources, LLC |  | 42.2437 | -75.9825 | Binghamton | Broome | New York | 13905 | 286 Knapp Road | 4 | 4 | Biomasa | Biomasa | 0 | 0 | 0 | 0 | 0 | 0 | 0 | 0 | 0 | 0 | 4 | 0 | EIA-860, EIA-860M and EIA-923 | 201603
Estados Unidos | Concord Farm | Shoe Show, Inc. |  | 35.4442 | -80.6636 | Concord | Cabarrus | North Carolina | 28027 | 2201 Trinity Church Road | 4.9 | 4.9 | Solar | Solar | 0 | 0 | 0 | 0 | 0 | 0 | 0 | 4.9 | 0 | 0 | 0 | 0 | EIA-860, EIA-860M and EIA-923 | 201603
Estados Unidos | Mohave Electric at Fort Mohave | Mohave Sunrise Solar I, LLC |  | 34.9843 | -114.557 | Fort Mohave | Mohave | Arizona | 86426 | 2681 E. Antoinette Avenue | 4.4 | 4.4 | Solar | Solar | 0 | 0 | 0 | 0 | 0 | 0 | 0 | 4.4 | 0 | 0 | 0 | 0 | EIA-860, EIA-860M and EIA-923 | 201603
Estados Unidos | Hunt Farm Solar | Hunt Farm Solar LLC |  | 42.5537 | -72.2997 | Orange | Franklin | Massachusetts | 01364 | 702 South Main Street | 3 | 3 | Solar | Solar | 0 | 0 | 0 | 0 | 0 | 0 | 0 | 3 | 0 | 0 | 0 | 0 | EIA-860, EIA-860M and EIA-923 | 201603
Estados Unidos | 205 Sturbridge A | SH Solarne2 LLC |  | 42.1093 | -72.1705 | Brimfield | Hampden | Massachusetts | 01010 | 205 Sturbridge Road | 3 | 3 | Solar | Solar | 0 | 0 | 0 | 0 | 0 | 0 | 0 | 3 | 0 | 0 | 0 | 0 | EIA-860, EIA-860M and EIA-923 | 201603
Estados Unidos | 201 Sturbridge B | SE Solarne2 LLC |  | 42.1091 | -72.1712 | Brimfield | Hampden | Massachusetts | 01010 | 201 Sturbridge Road | 2 | 2 | Solar | Solar | 0 | 0 | 0 | 0 | 0 | 0 | 0 | 2 | 0 | 0 | 0 | 0 | EIA-860, EIA-860M and EIA-923 | 201603
Estados Unidos | INDY III | Bulldog Energy Airport LLC |  | 39.723 | -86.3145 | Indianapolis | Marion | Indiana | 46241 | 2745 South Hoffman Road | 2.5 | 2.5 | Solar | Solar | 0 | 0 | 0 | 0 | 0 | 0 | 0 | 2.5 | 0 | 0 | 0 | 0 | EIA-860, EIA-860M and EIA-923 | 201603
Estados Unidos | Sweetgum Solar | Heelstone Energy Holdings, LLC |  | 35.4583 | -79.1811 | Sanford | Lee | North Carolina | 27330 | 500 Garden Street | 4.9 | 4.9 | Solar | Solar | 0 | 0 | 0 | 0 | 0 | 0 | 0 | 4.9 | 0 | 0 | 0 | 0 | EIA-860, EIA-860M and EIA-923 | 201603
Estados Unidos | Balsam | Heelstone Energy Holdings, LLC |  | 35.4589 | -79.1739 | Sanford | Lee | North Carolina | 27330 | 1199 Harkey St | 5 | 5 | Solar | Solar | 0 | 0 | 0 | 0 | 0 | 0 | 0 | 5 | 0 | 0 | 0 | 0 | EIA-860, EIA-860M and EIA-923 | 201603
Estados Unidos | Royal Solar | Royal Solar |  | 35.216 | -78.689 | Godwin | Cumberland | North Carolina | 28344 | 7260 Burnett Rd | 4.9 | 4.9 | Solar | Solar | 0 | 0 | 0 | 0 | 0 | 0 | 0 | 4.9 | 0 | 0 | 0 | 0 | EIA-860, EIA-860M and EIA-923 | 201603
Estados Unidos | Kinston Solar | TWE Kinston Solar |  | 35.3514 | -77.4723 | Grifton | Lenoir | North Carolina | 28530 | 4545 Odham | 5 | 5 | Solar | Solar | 0 | 0 | 0 | 0 | 0 | 0 | 0 | 5 | 0 | 0 | 0 | 0 | EIA-860, EIA-860M and EIA-923 | 201603
Estados Unidos | Laurinburg Solar | TWE Laurinburg Solar |  | 34.7565 | -79.4302 | Laurinburg | Scotland | North Carolina | 28352 | 13401 Highland Rd | 5 | 5 | Solar | Solar | 0 | 0 | 0 | 0 | 0 | 0 | 0 | 5 | 0 | 0 | 0 | 0 | EIA-860, EIA-860M and EIA-923 | 201603
Estados Unidos | Indy Grocers | GES MegaOne LLC |  | 39.7379 | -86.2377 | Indianapolis | Marion | Indiana | 46241 | 4310 Stout Field North Drive | 1 | 1 | Solar | Solar | 0 | 0 | 0 | 0 | 0 | 0 | 0 | 1 | 0 | 0 | 0 | 0 | EIA-860, EIA-860M and EIA-923 | 201603
Estados Unidos | Newton Grove | Heelstone Energy Holdings, LLC |  | 35.2516 | -78.3674 | Newton Grove | Sampson | North Carolina | 98366 | 245 West Grove Street | 1.9 | 1.9 | Solar | Solar | 0 | 0 | 0 | 0 | 0 | 0 | 0 | 1.9 | 0 | 0 | 0 | 0 | EIA-860, EIA-860M and EIA-923 | 201603
Estados Unidos | Slate Creek Wind Project LLC | EDF Renewable Asset Holdings, Inc. |  | 37.1146 | -97.2376 | Geuda Springs | Sumner | Kansas | 67051 | 1208 S Rock Road | 150 | 150 | Eólica | Eólica | 0 | 0 | 0 | 0 | 0 | 0 | 0 | 0 | 150 | 0 | 0 | 0 | EIA-860, EIA-860M and EIA-923 | 201603
Estados Unidos | Milo Wind Project LLC | EDF Renewable Asset Holdings, Inc. |  | 33.9018 | -103.347 | Portales | Roosevelt | New Mexico | 88130 | 1169 NM HWY 114 | 50 | 50 | Eólica | Eólica | 0 | 0 | 0 | 0 | 0 | 0 | 0 | 0 | 50 | 0 | 0 | 0 | EIA-860, EIA-860M and EIA-923 | 201603
Estados Unidos | Spring Hill Road | Sustainable Power Group, LLC |  | 42.419 | -72.1806 | Barre | Worcester | Massachusetts | 01005 | 250 Spring Hill Road | 1.9 | 1.9 | Solar | Solar | 0 | 0 | 0 | 0 | 0 | 0 | 0 | 1.9 | 0 | 0 | 0 | 0 | EIA-860, EIA-860M and EIA-923 | 201603
Estados Unidos | General Motors Corp at White Marsh MD | Constellation Solar Maryland, LLC |  | 39.3716 | -76.4405 | White Marsh | Baltimore | Maryland | 21162 | 10301 Philadelphia Rd | 1 | 1 | Solar | Solar | 0 | 0 | 0 | 0 | 0 | 0 | 0 | 1 | 0 | 0 | 0 | 0 | EIA-860, EIA-860M and EIA-923 | 201603
Estados Unidos | CNE at Cambridge MD | Constellation Solar Maryland II LLC |  | 38.5158 | -76.0192 | Cambridge | Dorchester | Maryland | 21613 | 4919 Bucktown Road | 3.2 | 3.2 | Solar | Solar | 0 | 0 | 0 | 0 | 0 | 0 | 0 | 3.2 | 0 | 0 | 0 | 0 | EIA-860, EIA-860M and EIA-923 | 201603
Estados Unidos | Georgia Power at Wadley GA | Constellation Solar Georgia, LLC. |  | 32.883 | -82.41 | Wadley | Jefferson | Georgia | 30477 | 6694 Old US Highway 1 | 1 | 1 | Solar | Solar | 0 | 0 | 0 | 0 | 0 | 0 | 0 | 1 | 0 | 0 | 0 | 0 | EIA-860, EIA-860M and EIA-923 | 201603
Estados Unidos | Munich Re Plaza | Munich Reinsurance America, Inc |  | 40.3503 | -74.5927 | Princeton | Middlesex | New Jersey | 08543 | 555 College Road East | 2.4 | 2.4 | Solar | Solar | 0 | 0 | 0 | 0 | 0 | 0 | 0 | 2.4 | 0 | 0 | 0 | 0 | EIA-860, EIA-860M and EIA-923 | 201603
Estados Unidos | New River | Ingenco Renewable Development, LLC |  | 37.183 | -80.699 | Dublin | Pulaski | Virginia | 24084 | 7148 Cloyds Mountain Road | 5.4 | 5.4 | Biomasa | Biomasa | 0 | 0 | 0 | 0 | 0 | 0 | 0 | 0 | 0 | 0 | 5.4 | 0 | EIA-860, EIA-860M and EIA-923 | 201603
Estados Unidos | Pikes Peak Solar Garden 1 LLC | Pikes Peak Solar Garden 1 LLC |  | 38.7745 | -104.746 | Colorado Springs | El Paso | Colorado | 80911 | 4471 Clearview Dr | 2 | 2 | Solar | Solar | 0 | 0 | 0 | 0 | 0 | 0 | 0 | 2 | 0 | 0 | 0 | 0 | EIA-860, EIA-860M and EIA-923 | 201603
Estados Unidos | Adams Community Solar Garden LLC | Adams Community Solar Garden LLC |  | 39.7876 | -104.586 | Watkins | Adams | Colorado | 80137 | 4976 1/2 Imboden Rd | 1.2 | 1.2 | Solar | Solar | 0 | 0 | 0 | 0 | 0 | 0 | 0 | 1.2 | 0 | 0 | 0 | 0 | EIA-860, EIA-860M and EIA-923 | 201603
Estados Unidos | Adams Community Solar Garden III LLC | Adams Community Solar Garden III LLC |  | 39.7867 | -104.588 | Watkins | Adams | Colorado | 80137 | 5011 1/2 Imboden Rd | 1.2 | 1.2 | Solar | Solar | 0 | 0 | 0 | 0 | 0 | 0 | 0 | 1.2 | 0 | 0 | 0 | 0 | EIA-860, EIA-860M and EIA-923 | 201603
Estados Unidos | Deer Creek PV | Indiana Michigan Power Co |  | 40.51 | -85.64 | Marion | Grant | Indiana | 46953 | 4566 S. Lincoln Blvd | 2.5 | 2.5 | Solar | Solar | 0 | 0 | 0 | 0 | 0 | 0 | 0 | 2.5 | 0 | 0 | 0 | 0 | EIA-860, EIA-860M and EIA-923 | 201603
Estados Unidos | SoINCPower6, LLC | SolNCPower6, LLC |  | 36.443 | -76.581 | Sunbury | Gates | North Carolina | 27979 | 1401 U.S. 158 | 5 | 5 | Solar | Solar | 0 | 0 | 0 | 0 | 0 | 0 | 0 | 5 | 0 | 0 | 0 | 0 | EIA-860, EIA-860M and EIA-923 | 201603
Estados Unidos | SoINCPower5, LLC | SolNCPower5, LLC |  | 36.0528 | -77.7625 | Battleboro | Nash | North Carolina | 27809 | 662 W. Battleboro Avenue | 5 | 5 | Solar | Solar | 0 | 0 | 0 | 0 | 0 | 0 | 0 | 5 | 0 | 0 | 0 | 0 | EIA-860, EIA-860M and EIA-923 | 201603
Estados Unidos | Johnston Solar | Half Moon Ventures, LLC |  | 41.8009 | -71.5595 | Town of Johnston | Providence | Rhode Island | 02919 | 101 Peck Hill Road | 1 | 1 | Solar | Solar | 0 | 0 | 0 | 0 | 0 | 0 | 0 | 1 | 0 | 0 | 0 | 0 | EIA-860, EIA-860M and EIA-923 | 201603
Estados Unidos | Fort Benning Solar Facility | Georgia Power Co |  | 32.3524 | -84.9688 | Fort Benning | Chattahoochee | Georgia | 31905 | 101st Airborne Division Road | 30 | 30 | Solar | Solar | 0 | 0 | 0 | 0 | 0 | 0 | 0 | 30 | 0 | 0 | 0 | 0 | EIA-860, EIA-860M and EIA-923 | 201603
Estados Unidos | Palmer Solar LLC | Palmer Solar LLC |  | 42.1872 | -72.3656 | Palmer | Hampden | Massachusetts | 01080 | 105 North St | 2.5 | 2.5 | Solar | Solar | 0 | 0 | 0 | 0 | 0 | 0 | 0 | 2.5 | 0 | 0 | 0 | 0 | EIA-860, EIA-860M and EIA-923 | 201603
Estados Unidos | Lockheed Martin Solar System | Lockheed Martin Solar System |  | 28.0479 | -82.6853 | Oldsmar | Pinellas | Florida | 34677 | 3655 Tampa Road | 1.9 | 1.9 | Solar | Solar | 0 | 0 | 0 | 0 | 0 | 0 | 0 | 1.9 | 0 | 0 | 0 | 0 | EIA-860, EIA-860M and EIA-923 | 201603
Estados Unidos | UC Davis South Campus | Solar Star California XXXII, LLC |  | 38.55 | -121.75 | Davis | Yolo | California | 95616 | South Interstate 80 and Old Da | 13 | 13 | Solar | Solar | 0 | 0 | 0 | 0 | 0 | 0 | 0 | 13 | 0 | 0 | 0 | 0 | EIA-860, EIA-860M and EIA-923 | 201603
Estados Unidos | Lowell Solar Landfill | Lowell Solar Landfill LLC |  | 42.6265 | -71.3579 | Lowell | Middlesex | Massachusetts | 01851 | 1260 Westford St | 1.3 | 1.3 | Solar | Solar | 0 | 0 | 0 | 0 | 0 | 0 | 0 | 1.3 | 0 | 0 | 0 | 0 | EIA-860, EIA-860M and EIA-923 | 201603
Estados Unidos | Richland Solar Center | Dominion Renewable Energy |  | 32.638 | -83.3789 | Jeffersonville | Twiggs | Georgia | 31044 | Old Richland Church Road | 20 | 20 | Solar | Solar | 0 | 0 | 0 | 0 | 0 | 0 | 0 | 20 | 0 | 0 | 0 | 0 | EIA-860, EIA-860M and EIA-923 | 201603
Estados Unidos | Beaufort Solar, LLC | Capital Power Corporation |  | 35.456 | -77.134 | Chocowinity | Beaufort | North Carolina | 27817 | 7840 US Hwy 17s | 15 | 15 | Solar | Solar | 0 | 0 | 0 | 0 | 0 | 0 | 0 | 15 | 0 | 0 | 0 | 0 | EIA-860, EIA-860M and EIA-923 | 201603
Estados Unidos | Butler Solar Farm 20 | Southern Power Co |  | 32.5755 | -84.3165 | Butler | Taylor | Georgia | 31006 | 1023 West Fall Line Freeway | 20 | 20 | Solar | Solar | 0 | 0 | 0 | 0 | 0 | 0 | 0 | 20 | 0 | 0 | 0 | 0 | EIA-860, EIA-860M and EIA-923 | 201603
Estados Unidos | Pawpaw Solar Plant | Southern Power Co |  | 32.5729 | -84.2568 | Butler | Taylor | Georgia | 31006 | 175 Industrial Road | 30 | 30 | Solar | Solar | 0 | 0 | 0 | 0 | 0 | 0 | 0 | 30 | 0 | 0 | 0 | 0 | EIA-860, EIA-860M and EIA-923 | 201603
Estados Unidos | SunEnergy1-Scotland Neck, LLC | SunEnergy1-Scotland Neck, LLC |  | 36.125 | -77.4091 | Scotland Neck | Halifax | North Carolina | 27874 | 34910 Highway 903 | 3 | 3 | Solar | Solar | 0 | 0 | 0 | 0 | 0 | 0 | 0 | 3 | 0 | 0 | 0 | 0 | EIA-860, EIA-860M and EIA-923 | 201603
Estados Unidos | Choco Solar, LLC | Choco Solar LLC |  | 35.482 | -77.1131 | Chocowinity | Beaufort | North Carolina | 27817 | 4598 US Highway 17 South | 5 | 5 | Solar | Solar | 0 | 0 | 0 | 0 | 0 | 0 | 0 | 5 | 0 | 0 | 0 | 0 | EIA-860, EIA-860M and EIA-923 | 201603
Estados Unidos | Corcoran Solar 3 | Consolidated Edison Development Inc. |  | 36.1504 | -119.585 | Corcoran | Kings | California | 93212 | 7094 Nevada Avenue | 20 | 20 | Solar | Solar | 0 | 0 | 0 | 0 | 0 | 0 | 0 | 20 | 0 | 0 | 0 | 0 | EIA-860, EIA-860M and EIA-923 | 201603
Estados Unidos | Albertson Solar LLC | Albertson Solar LLC |  | 35.093 | -77.8127 | Chocowinity | Duplin | North Carolina | 28508 | 141 Coysmith Road | 5 | 5 | Solar | Solar | 0 | 0 | 0 | 0 | 0 | 0 | 0 | 5 | 0 | 0 | 0 | 0 | EIA-860, EIA-860M and EIA-923 | 201603
Estados Unidos | Philip Morris | Virginia Electric & Power Co |  | 37.3418 | -77.287 | Chester | Chesterfield | Virginia | 23836 | 4100 Bermuda Hundred Road | 2 | 2 | Solar | Solar | 0 | 0 | 0 | 0 | 0 | 0 | 0 | 2 | 0 | 0 | 0 | 0 | EIA-860, EIA-860M and EIA-923 | 201603
Estados Unidos | SunE- E Philadelphia Ontario | SunEdison LLC |  | 34.0353 | -117.534 | Ontario | San Bernardino | California | 91761 | 5491 E Philadelphia Ave | 1 | 1 | Solar | Solar | 0 | 0 | 0 | 0 | 0 | 0 | 0 | 1 | 0 | 0 | 0 | 0 | EIA-860, EIA-860M and EIA-923 | 201603
Estados Unidos | Nellis Solar PV II | Nevada Power Co |  | 36.2067 | -115.048 | North Las Vegas | Clark | Nevada | 89191 | Kinley Drive | 15 | 15 | Solar | Solar | 0 | 0 | 0 | 0 | 0 | 0 | 0 | 15 | 0 | 0 | 0 | 0 | EIA-860, EIA-860M and EIA-923 | 201603
Estados Unidos | South Campus Solar | AstraZeneca Pharmaceuticals LP |  | 39.7815 | -75.5484 | Wilmington | New Castle | Delaware | 19850 | 880 Powder Mill Road | 1.3 | 1.3 | Solar | Solar | 0 | 0 | 0 | 0 | 0 | 0 | 0 | 1.3 | 0 | 0 | 0 | 0 | EIA-860, EIA-860M and EIA-923 | 201603
Estados Unidos | Vance Solar Farm, LLC | Vance Solar Farm LLC |  | 36.2585 | -78.412 | Kittrell | Vance | North Carolina | 27544 | 5501 Raleigh Road | 4.9 | 4.9 | Solar | Solar | 0 | 0 | 0 | 0 | 0 | 0 | 0 | 4.9 | 0 | 0 | 0 | 0 | EIA-860, EIA-860M and EIA-923 | 201603
Estados Unidos | Cline Solar Farm, LLC | Cline Solar Farm LLC |  | 35.72 | -81.417 | Hildebran | Burke | North Carolina | 28637 | Cline Park Drive | 4.9 | 4.9 | Solar | Solar | 0 | 0 | 0 | 0 | 0 | 0 | 0 | 4.9 | 0 | 0 | 0 | 0 | EIA-860, EIA-860M and EIA-923 | 201603
Estados Unidos | BG Stewart Solar Farm, LLC | BG Stewart Solar Farm LLC |  | 34.9705 | -80.3896 | Marshville | Union | North Carolina | 28103 | 1514 Old Highway 74 | 4.9 | 4.9 | Solar | Solar | 0 | 0 | 0 | 0 | 0 | 0 | 0 | 4.9 | 0 | 0 | 0 | 0 | EIA-860, EIA-860M and EIA-923 | 201603
Estados Unidos | FCPC Renewable Generation | FCPC Renewable Generation, LLC |  | 43.03 | -87.9409 | Milwaukee | Milwaukee | Wisconsin | 53233 | 2011 W Potawatomi Circle | 2 | 2 | Biomasa | Biomasa | 0 | 0 | 0 | 0 | 0 | 0 | 0 | 0 | 0 | 0 | 2 | 0 | EIA-860, EIA-860M and EIA-923 | 201603
Estados Unidos | Fiddler's Canyon 3 | SunE Solar XVII Project 3, LLC |  | 37.7313 | -113.217 | Cedar City | Iron | Utah | 84720 | 7763 West Younger Road | 3 | 3 | Solar | Solar | 0 | 0 | 0 | 0 | 0 | 0 | 0 | 3 | 0 | 0 | 0 | 0 | EIA-860, EIA-860M and EIA-923 | 201603
Estados Unidos | Meadowbrook Solar Farm | Meadowbrook Solar Farm LLC |  | 35.5554 | -80.3859 | Rockwell | Rowan | North Carolina | 28138 | Troxler Road | 4.9 | 4.9 | Solar | Solar | 0 | 0 | 0 | 0 | 0 | 0 | 0 | 4.9 | 0 | 0 | 0 | 0 | EIA-860, EIA-860M and EIA-923 | 201603
Estados Unidos | Coats Solar Farm, LLC | Coats Solar Farm LLC |  | 35.4145 | -78.6906 | Coats | Harnett | North Carolina | 27521 | 3099 NC 27 E | 4.9 | 4.9 | Solar | Solar | 0 | 0 | 0 | 0 | 0 | 0 | 0 | 4.9 | 0 | 0 | 0 | 0 | EIA-860, EIA-860M and EIA-923 | 201603
Estados Unidos | Morgan Lancaster 1 | BayWa r.e. Solar Projects LLC |  | 34.6608 | -118.084 | Lancaster | Los Angeles | California | 93535 | 2551 E Avenue L | 1.5 | 1.5 | Solar | Solar | 0 | 0 | 0 | 0 | 0 | 0 | 0 | 1.5 | 0 | 0 | 0 | 0 | EIA-860, EIA-860M and EIA-923 | 201603
Estados Unidos | Rattlesnake Den | Rattlesnake Den |  | 31.7432 | -101.493 | Garden City | Glasscock | Texas | 79739 | 151 CR170 | 207.2 | 207.2 | Eólica | Eólica | 0 | 0 | 0 | 0 | 0 | 0 | 0 | 0 | 207.2 | 0 | 0 | 0 | EIA-860, EIA-860M and EIA-923 | 201603
Estados Unidos | Conetoe II Solar, LLC | Conetoe II Solar, LLC |  | 35.822 | -77.481 | Conetoe | Edgecombe | North Carolina | 27819 | 189 Leigh Road | 80 | 80 | Solar | Solar | 0 | 0 | 0 | 0 | 0 | 0 | 0 | 80 | 0 | 0 | 0 | 0 | EIA-860, EIA-860M and EIA-923 | 201603
Estados Unidos | SR Camden | SR Camden, LLC |  | 33.6315 | -92.7036 | Camden | Calhoun | Arkansas | 71701 | 14688 W. AR 274 Hwy | 12 | 12 | Solar | Solar | 0 | 0 | 0 | 0 | 0 | 0 | 0 | 12 | 0 | 0 | 0 | 0 | EIA-860, EIA-860M and EIA-923 | 201603
Estados Unidos | Bakersfield 111 | Bakersfield 111 LLC |  | 35.3176 | -118.99 | Bakersfield | Kern | California | 93307 | 1217 E White Lane | 1.4 | 1.4 | Solar | Solar | 0 | 0 | 0 | 0 | 0 | 0 | 0 | 1.4 | 0 | 0 | 0 | 0 | EIA-860, EIA-860M and EIA-923 | 201603
Estados Unidos | Yadkinville Solar | O2energies, Inc. |  | 36.1373 | -80.596 | Yadkinville | Yadkin | North Carolina | 27055 | Old US Highway 421 | 3.5 | 3.5 | Solar | Solar | 0 | 0 | 0 | 0 | 0 | 0 | 0 | 3.5 | 0 | 0 | 0 | 0 | EIA-860, EIA-860M and EIA-923 | 201603
Estados Unidos | Osceola Solar Facility | Duke Energy Florida, Inc |  | 28.0581 | -81.2417 | Kenansville | Osceola | Florida | 34739 | Canoe Creek Rd | 3.8 | 3.8 | Solar | Solar | 0 | 0 | 0 | 0 | 0 | 0 | 0 | 3.8 | 0 | 0 | 0 | 0 | EIA-860, EIA-860M and EIA-923 | 201603
Estados Unidos | ESA Smithfield | Heelstone Energy Holdings, LLC |  | 35.4883 | -78.3197 | Smithfield | Johnston | North Carolina | 27577 | Near the corner of Mallard Roa | 1.8 | 1.8 | Solar | Solar | 0 | 0 | 0 | 0 | 0 | 0 | 0 | 1.8 | 0 | 0 | 0 | 0 | EIA-860, EIA-860M and EIA-923 | 201603
Estados Unidos | ESA Selma | Heelstone Energy Holdings, LLC |  | 35.5262 | -78.2898 | Selma | Johnston | North Carolina | 27576 | 339 Ricks Road | 1.8 | 1.8 | Solar | Solar | 0 | 0 | 0 | 0 | 0 | 0 | 0 | 1.8 | 0 | 0 | 0 | 0 | EIA-860, EIA-860M and EIA-923 | 201603
Estados Unidos | Milford 2 | SunE DB24 LLC |  | 38.3882 | -112.991 | Milford | Beaver | Utah | 84751 | 1075 S Grainmill Rd | 3 | 3 | Solar | Solar | 0 | 0 | 0 | 0 | 0 | 0 | 0 | 3 | 0 | 0 | 0 | 0 | EIA-860, EIA-860M and EIA-923 | 201603
Estados Unidos | Latigo Wind Park | Sustainable Power Group, LLC |  | 37.8867 | -109.368 | Monticello | San Juan | Utah | 84535 | 50 Val's Road | 62.1 | 62.1 | Eólica | Eólica | 0 | 0 | 0 | 0 | 0 | 0 | 0 | 0 | 62.1 | 0 | 0 | 0 | EIA-860, EIA-860M and EIA-923 | 201603
Estados Unidos | Camp Lejeune Solar | Duke Energy Progress - (NC) |  | 34.7257 | -77.3503 | Camp Lejeune | Onslow | North Carolina | 28547 | 80 Brewster Blvd | 12.8 | 12.8 | Solar | Solar | 0 | 0 | 0 | 0 | 0 | 0 | 0 | 12.8 | 0 | 0 | 0 | 0 | EIA-860, EIA-860M and EIA-923 | 201603
Estados Unidos | Golden West Power Partners LLC | Golden West Power Partners, LLC |  | 38.935 | -104.212 | Calhan | El Paso | Colorado | 80808 | 31145 Funk Road | 250 | 250 | Eólica | Eólica | 0 | 0 | 0 | 0 | 0 | 0 | 0 | 0 | 250 | 0 | 0 | 0 | EIA-860, EIA-860M and EIA-923 | 201603
Estados Unidos | Carousel Wind Farm LLC | Carousel Wind Farm, LLC |  | 39.334 | -102.173 | Burlington | Kit Carson | Colorado | 80807 | 22103 Country Road 54 | 150 | 150 | Eólica | Eólica | 0 | 0 | 0 | 0 | 0 | 0 | 0 | 0 | 150 | 0 | 0 | 0 | EIA-860, EIA-860M and EIA-923 | 201603
Estados Unidos | Enerparc CA2, LLC | Enerparc CA2, LLC |  | 39.699 | -122.176 | Orland | Glenn | California | 95963 | 3874 County Road M | 1.5 | 1.5 | Solar | Solar | 0 | 0 | 0 | 0 | 0 | 0 | 0 | 1.5 | 0 | 0 | 0 | 0 | EIA-860, EIA-860M and EIA-923 | 201603
Estados Unidos | Columbia Solar Energy, LLC | Columbia Solar Energy LLC |  | 38.0197 | -121.865 | Pittsburg | Contra Costa | California | 94565 | 29078 Pittsburg-Antioch Highwa | 19.2 | 19.2 | Solar | Solar | 0 | 0 | 0 | 0 | 0 | 0 | 0 | 19.2 | 0 | 0 | 0 | 0 | EIA-860, EIA-860M and EIA-923 | 201603
Estados Unidos | Mashpee Landfill Solar | American Capital Energy |  | 41.63 | -70.4779 | Mashpee | Barnstable | Massachusetts | 02649 | 380 Ashers Path E | 1.5 | 1.5 | Solar | Solar | 0 | 0 | 0 | 0 | 0 | 0 | 0 | 1.5 | 0 | 0 | 0 | 0 | EIA-860, EIA-860M and EIA-923 | 201603
Estados Unidos | New Castle Solar RES | Hoosier Energy R E C, Inc |  | 39.8541 | -85.4034 | New Castle | Henry | Indiana | 47362 | 955 W CR 500 S | 1.1 | 1.1 | Solar | Solar | 0 | 0 | 0 | 0 | 0 | 0 | 0 | 1.1 | 0 | 0 | 0 | 0 | EIA-860, EIA-860M and EIA-923 | 201603
Estados Unidos | Scotland Solar RES | Hoosier Energy R E C, Inc |  | 38.9099 | -86.9473 | Newberry | Greene | Indiana | 47449 | 7700 S Maple Flats Rd | 1.1 | 1.1 | Solar | Solar | 0 | 0 | 0 | 0 | 0 | 0 | 0 | 1.1 | 0 | 0 | 0 | 0 | EIA-860, EIA-860M and EIA-923 | 201603
Estados Unidos | Lanesville Solar RES | Hoosier Energy R E C, Inc |  | 38.2717 | -85.9864 | Lanesville | Harrison | Indiana | 47136 | 4900 Farnsley Road | 1.1 | 1.1 | Solar | Solar | 0 | 0 | 0 | 0 | 0 | 0 | 0 | 1.1 | 0 | 0 | 0 | 0 | EIA-860, EIA-860M and EIA-923 | 201603
Estados Unidos | Ouchchy PV1 | Ecoplexus, Inc |  | 36.0841 | -79.2448 | Mebane | Orange | North Carolina | 27302 | 649-UT Mattress Factory Road | 3 | 3 | Solar | Solar | 0 | 0 | 0 | 0 | 0 | 0 | 0 | 3 | 0 | 0 | 0 | 0 | EIA-860, EIA-860M and EIA-923 | 201603
Estados Unidos | Clarkstown Landfill Solar Facility | REC Solar |  | 41.1004 | -73.9516 | West Nyack | Rockland | New York | 10994 | 166 S RTE 303 | 2 | 2 | Solar | Solar | 0 | 0 | 0 | 0 | 0 | 0 | 0 | 2 | 0 | 0 | 0 | 0 | EIA-860, EIA-860M and EIA-923 | 201603
Estados Unidos | Morelos del Sol | Southern Power Co |  | 35.7314 | -119.819 | Lost Hills | Kern | California | 93249 | 16583 Twisselman Rd | 15 | 15 | Solar | Solar | 0 | 0 | 0 | 0 | 0 | 0 | 0 | 15 | 0 | 0 | 0 | 0 | EIA-860, EIA-860M and EIA-923 | 201603
Estados Unidos | Hooper Solar | Solar Star Colorado III, LLC |  | 37.6919 | -105.991 | Mosca | Alamosa | Colorado | 81146 | 2555 Lane 8 North | 52 | 52 | Solar | Solar | 0 | 0 | 0 | 0 | 0 | 0 | 0 | 52 | 0 | 0 | 0 | 0 | EIA-860, EIA-860M and EIA-923 | 201603
Estados Unidos | Findlay Wind Farm | Findlay Wind Farm |  | 41.1012 | -83.6444 |  |  | Ohio |  |  | 3 | 3 | Eólica | Eólica | 0 | 0 | 0 | 0 | 0 | 0 | 0 | 0 | 3 | 0 | 0 | 0 | EIA-860, EIA-860M and EIA-923 | 201603
Estados Unidos | Domino Farms Solar | DTE Electric Company |  | 42.3234 | -83.6803 |  |  | Michigan |  |  | 1 | 1 | Solar | Solar | 0 | 0 | 0 | 0 | 0 | 0 | 0 | 1 | 0 | 0 | 0 | 0 | EIA-860, EIA-860M and EIA-923 | 201603
Estados Unidos | Ford World Headquarters | DTE Electric Company |  | 42.3174 | -83.2095 |  |  | Michigan |  |  | 1 | 1 | Solar | Solar | 0 | 0 | 0 | 0 | 0 | 0 | 0 | 1 | 0 | 0 | 0 | 0 | EIA-860, EIA-860M and EIA-923 | 201603
Estados Unidos | Greenwood Solar Farm | DTE Electric Company |  | 43.1056 | -82.6964 |  |  | Michigan |  |  | 1.9 | 1.9 | Solar | Solar | 0 | 0 | 0 | 0 | 0 | 0 | 0 | 1.9 | 0 | 0 | 0 | 0 | EIA-860, EIA-860M and EIA-923 | 201603
Estados Unidos | Oxford | UGT Renewable Energy 13, LLC |  | 42.1413 | -71.8508 |  |  | Massachusetts |  |  | 2.8 | 2.8 | Solar | Solar | 0 | 0 | 0 | 0 | 0 | 0 | 0 | 2.8 | 0 | 0 | 0 | 0 | EIA-860, EIA-860M and EIA-923 | 201603
Estados Unidos | Little Rock Pham Solar | West Hills Construction, Inc |  | 34.6002 | -117.948 |  |  | California |  |  | 3 | 3 | Solar | Solar | 0 | 0 | 0 | 0 | 0 | 0 | 0 | 3 | 0 | 0 | 0 | 0 | EIA-860, EIA-860M and EIA-923 | 201603
Estados Unidos | Adera Solar | Sustainable Power Group, LLC |  | 37.1206 | -120.325 |  |  | California |  |  | 20 | 20 | Solar | Solar | 0 | 0 | 0 | 0 | 0 | 0 | 0 | 20 | 0 | 0 | 0 | 0 | EIA-860, EIA-860M and EIA-923 | 201603
Estados Unidos | CES VMT Solar | Consolidated Edison Solutions Inc |  | 39.6809 | -77.7271 |  |  | Maryland |  |  | 1.1 | 1.1 | Solar | Solar | 0 | 0 | 0 | 0 | 0 | 0 | 0 | 1.1 | 0 | 0 | 0 | 0 | EIA-860, EIA-860M and EIA-923 | 201603
Estados Unidos | Tequesquite Landfill Solar PV Project | Solar Star California XXXI, LLC |  | 33.9782 | -117.385 |  |  | California |  |  | 7.3 | 7.3 | Solar | Solar | 0 | 0 | 0 | 0 | 0 | 0 | 0 | 7.3 | 0 | 0 | 0 | 0 | EIA-860, EIA-860M and EIA-923 | 201603
Estados Unidos | CCBC-Catonsville | Constellation New Energy, Inc |  | 39.2525 | -76.735 |  |  | Maryland |  |  | 1.6 | 1.6 | Solar | Solar | 0 | 0 | 0 | 0 | 0 | 0 | 0 | 1.6 | 0 | 0 | 0 | 0 | EIA-860, EIA-860M and EIA-923 | 201603
Estados Unidos | Owens Corning Headquarters | Constellation New Energy, Inc |  | 41.6447 | -83.5364 |  |  | Ohio |  |  | 2.1 | 2.1 | Solar | Solar | 0 | 0 | 0 | 0 | 0 | 0 | 0 | 2.1 | 0 | 0 | 0 | 0 | EIA-860, EIA-860M and EIA-923 | 201603
Estados Unidos | Portage Solar | Ecos Energy LLC |  | 41.5611 | -87.1555 |  |  | Indiana |  |  | 1.5 | 1.5 | Solar | Solar | 0 | 0 | 0 | 0 | 0 | 0 | 0 | 1.5 | 0 | 0 | 0 | 0 | EIA-860, EIA-860M and EIA-923 | 201603
Estados Unidos | Middlebury Solar | Ecos Energy LLC |  | 41.6972 | -85.6875 |  |  | Indiana |  |  | 1.5 | 1.5 | Solar | Solar | 0 | 0 | 0 | 0 | 0 | 0 | 0 | 1.5 | 0 | 0 | 0 | 0 | EIA-860, EIA-860M and EIA-923 | 201603
Estados Unidos | TWE Chocowinity Solar, LLC | TWE Chocowinity Solar |  | 35.5017 | -77.1056 |  |  | North Carolina |  |  | 4.5 | 4.5 | Solar | Solar | 0 | 0 | 0 | 0 | 0 | 0 | 0 | 4.5 | 0 | 0 | 0 | 0 | EIA-860, EIA-860M and EIA-923 | 201603
Estados Unidos | Golden Hills Wind | Golden Hills Wind, LLC |  | 37.7133 | -121.64 |  |  | California |  |  | 80 | 80 | Eólica | Eólica | 0 | 0 | 0 | 0 | 0 | 0 | 0 | 0 | 80 | 0 | 0 | 0 | EIA-860, EIA-860M and EIA-923 | 201603
Estados Unidos | Innovative Solar 10 | Innovative Solar 10 |  | 35.4736 | -82.8903 |  |  | North Carolina |  |  | 1.5 | 1.5 | Solar | Solar | 0 | 0 | 0 | 0 | 0 | 0 | 0 | 1.5 | 0 | 0 | 0 | 0 | EIA-860, EIA-860M and EIA-923 | 201603
Estados Unidos | Innovative Solar 18, LLC | Innovative Solar 18, LLC |  | 35.3782 | -81.7951 |  |  | North Carolina |  |  | 1.9 | 1.9 | Solar | Solar | 0 | 0 | 0 | 0 | 0 | 0 | 0 | 1.9 | 0 | 0 | 0 | 0 | EIA-860, EIA-860M and EIA-923 | 201603
Estados Unidos | Innovative Solar 26, LLC | Innovative Solar 26, LLC |  | 35.7097 | -81.4133 |  |  | North Carolina |  |  | 1.9 | 1.9 | Solar | Solar | 0 | 0 | 0 | 0 | 0 | 0 | 0 | 1.9 | 0 | 0 | 0 | 0 | EIA-860, EIA-860M and EIA-923 | 201603
Estados Unidos | Innovative Solar 63, LLC | Innovative Solar 63, LLC |  | 35.3917 | -77.6204 |  |  | North Carolina |  |  | 4.9 | 4.9 | Solar | Solar | 0 | 0 | 0 | 0 | 0 | 0 | 0 | 4.9 | 0 | 0 | 0 | 0 | EIA-860, EIA-860M and EIA-923 | 201603
Estados Unidos | Innovative Solar 16 | Innovative Solar 16 |  | 35.3639 | -82.35 |  |  | North Carolina |  |  | 2 | 2 | Solar | Solar | 0 | 0 | 0 | 0 | 0 | 0 | 0 | 2 | 0 | 0 | 0 | 0 | EIA-860, EIA-860M and EIA-923 | 201603
Estados Unidos | Syncarpha Palmer, LLC | Syncarpha Palmer, LLC |  | 42.2228 | -72.3095 |  |  | Massachusetts |  |  | 4.8 | 4.8 | Solar | Solar | 0 | 0 | 0 | 0 | 0 | 0 | 0 | 4.8 | 0 | 0 | 0 | 0 | EIA-860, EIA-860M and EIA-923 | 201603
Estados Unidos | Steel Bridge Solar, LLC | Steel Bridge Solar. LLC |  | 45.068 | -123.47 |  |  | Oregon |  |  | 2.3 | 2.3 | Solar | Solar | 0 | 0 | 0 | 0 | 0 | 0 | 0 | 2.3 | 0 | 0 | 0 | 0 | EIA-860, EIA-860M and EIA-923 | 201603
Estados Unidos | Los Vientos V Wind Power | Los Vientos Windpower V, LLC |  | 26.4117 | -98.5716 |  |  | Texas |  |  | 110 | 110 | Eólica | Eólica | 0 | 0 | 0 | 0 | 0 | 0 | 0 | 0 | 110 | 0 | 0 | 0 | EIA-860, EIA-860M and EIA-923 | 201603
Estados Unidos | Lindberg FIeld Solar | Lindberg Field Solar I LLC |  | 32.7292 | -117.208 |  |  | California |  |  | 2.6 | 2.6 | Solar | Solar | 0 | 0 | 0 | 0 | 0 | 0 | 0 | 2.6 | 0 | 0 | 0 | 0 | EIA-860, EIA-860M and EIA-923 | 201603
Estados Unidos | Avalon Solar II | Avalon Solar Partners II, LLC |  | 32.0009 | -110.958 |  |  | Arizona |  |  | 16 | 16 | Solar | Solar | 0 | 0 | 0 | 0 | 0 | 0 | 0 | 16 | 0 | 0 | 0 | 0 | EIA-860, EIA-860M and EIA-923 | 201603
Estados Unidos | Federal Road Solar 1, LLC | Federal Road Solar 1, LLC |  | 41.8069 | -70.7257 |  |  | Massachusetts |  |  | 4.4 | 4.4 | Solar | Solar | 0 | 0 | 0 | 0 | 0 | 0 | 0 | 4.4 | 0 | 0 | 0 | 0 | EIA-860, EIA-860M and EIA-923 | 201603
Estados Unidos | BWC Swan Pond River | BWC Swan Pond River, LLC |  | 41.7956 | -71.2266 |  |  | Massachusetts |  |  | 1.6 | 1.6 | Solar | Solar | 0 | 0 | 0 | 0 | 0 | 0 | 0 | 1.6 | 0 | 0 | 0 | 0 | EIA-860, EIA-860M and EIA-923 | 201603
Estados Unidos | Cedar Bluff Wind, LLC | Cedar Bluff Wind, LLC |  | 38.6976 | -99.7293 |  |  | Kansas |  |  | 198.6 | 198.6 | Eólica | Eólica | 0 | 0 | 0 | 0 | 0 | 0 | 0 | 0 | 198.6 | 0 | 0 | 0 | EIA-860, EIA-860M and EIA-923 | 201603
Estados Unidos | Neisler Street Solar | Neisler Street Solar I, LLC |  | 35.2898 | -81.5689 |  |  | North Carolina |  |  | 2 | 2 | Solar | Solar | 0 | 0 | 0 | 0 | 0 | 0 | 0 | 2 | 0 | 0 | 0 | 0 | EIA-860, EIA-860M and EIA-923 | 201603
Estados Unidos | Leominster | Syncarpha Massachusetts, LLC |  | 42.5616 | -71.7554 |  |  | Massachusetts |  |  | 2 | 2 | Solar | Solar | 0 | 0 | 0 | 0 | 0 | 0 | 0 | 2 | 0 | 0 | 0 | 0 | EIA-860, EIA-860M and EIA-923 | 201603
Estados Unidos | North Adams Landfill | Syncarpha North Adams, LLC |  | 42.6691 | -73.092 |  |  | Massachusetts |  |  | 2.2 | 2.2 | Solar | Solar | 0 | 0 | 0 | 0 | 0 | 0 | 0 | 2.2 | 0 | 0 | 0 | 0 | EIA-860, EIA-860M and EIA-923 | 201603
Estados Unidos | Fisher Road Solar | Fisher Road Solar I, LLC |  | 41.5933 | -71.0181 |  |  | Massachusetts |  |  | 4.6 | 4.6 | Solar | Solar | 0 | 0 | 0 | 0 | 0 | 0 | 0 | 4.6 | 0 | 0 | 0 | 0 | EIA-860, EIA-860M and EIA-923 | 201603
Estados Unidos | Fresno Solar | Wellhead Services Inc |  | 36.6168 | -120.105 |  |  | California |  |  | 3 | 3 | Solar | Solar | 0 | 0 | 0 | 0 | 0 | 0 | 0 | 3 | 0 | 0 | 0 | 0 | EIA-860, EIA-860M and EIA-923 | 201603
Estados Unidos | PCA-Valdosta Mill | PCA-Valdosta Mill |  | 30.6944 | -83.3031 |  |  | Georgia |  |  | 69.9 | 69.9 | Biomasa | Biomasa | 0 | 0 | 0 | 0 | 0 | 0 | 0 | 0 | 0 | 0 | 69.9 | 0 | EIA-860, EIA-860M and EIA-923 | 201603
Estados Unidos | Elkton Solar | SunE DB27, LLC |  | 39.6035 | -75.8362 |  |  | Maryland |  |  | 1.6 | 1.6 | Solar | Solar | 0 | 0 | 0 | 0 | 0 | 0 | 0 | 1.6 | 0 | 0 | 0 | 0 | EIA-860, EIA-860M and EIA-923 | 201603
Estados Unidos | Blythe Solar 110, LLC | Blythe Solar 110, LLC |  | 33.68 | -114.742 |  |  | California |  |  | 38.7 | 38.7 | Solar | Solar | 0 | 0 | 0 | 0 | 0 | 0 | 0 | 38.7 | 0 | 0 | 0 | 0 | EIA-860, EIA-860M and EIA-923 | 201603
Estados Unidos | Town of Chestertown- Chestertown WWTP | SolarCity Corporation |  | 39.1995 | -76.0767 |  |  | Maryland |  |  | 1 | 1 | Solar | Solar | 0 | 0 | 0 | 0 | 0 | 0 | 0 | 1 | 0 | 0 | 0 | 0 | EIA-860, EIA-860M and EIA-923 | 201603
Estados Unidos | Onondaga County - Metro Water Board | SolarCity Corporation |  | 43.1838 | -76.2241 |  |  | New York |  |  | 1 | 1 | Solar | Solar | 0 | 0 | 0 | 0 | 0 | 0 | 0 | 1 | 0 | 0 | 0 | 0 | EIA-860, EIA-860M and EIA-923 | 201603
Estados Unidos | Dinuba Energy | Dinuba Energy |  | 36.5715 | -119.419 |  |  | California |  |  | 11.5 | 11.5 | Biomasa | Biomasa | 0 | 0 | 0 | 0 | 0 | 0 | 0 | 0 | 0 | 0 | 11.5 | 0 | EIA-860, EIA-860M and EIA-923 | 201603
Estados Unidos | Shelby Randolph Road Solar 1, LLC | Heelstone Energy Holdings, LLC |  | 35.3092 | -81.5884 |  |  | North Carolina |  |  | 1.9 | 1.9 | Solar | Solar | 0 | 0 | 0 | 0 | 0 | 0 | 0 | 1.9 | 0 | 0 | 0 | 0 | EIA-860, EIA-860M and EIA-923 | 201603
Estados Unidos | Javelina Wind Energy, LLC | Javelina Wind Energy, LLC |  | 27.3366 | -98.9844 |  |  | Texas |  |  | 249.7 | 249.7 | Eólica | Eólica | 0 | 0 | 0 | 0 | 0 | 0 | 0 | 0 | 249.7 | 0 | 0 | 0 | EIA-860, EIA-860M and EIA-923 | 201603
Estados Unidos | Lafayette Solar I, LLC | Heelstone Energy Holdings, LLC |  | 35.2324 | -81.5642 |  |  | North Carolina |  |  | 1.9 | 1.9 | Solar | Solar | 0 | 0 | 0 | 0 | 0 | 0 | 0 | 1.9 | 0 | 0 | 0 | 0 | EIA-860, EIA-860M and EIA-923 | 201603
Estados Unidos | Rockingham Solar, LLC | Heelstone Energy Holdings, LLC |  | 34.9807 | -79.6037 |  |  | North Carolina |  |  | 4.9 | 4.9 | Solar | Solar | 0 | 0 | 0 | 0 | 0 | 0 | 0 | 4.9 | 0 | 0 | 0 | 0 | EIA-860, EIA-860M and EIA-923 | 201603
Estados Unidos | York Road Solar I, LLC | Heelstone Energy Holdings, LLC |  | 35.2222 | -81.3337 |  |  | North Carolina |  |  | 1.9 | 1.9 | Solar | Solar | 0 | 0 | 0 | 0 | 0 | 0 | 0 | 1.9 | 0 | 0 | 0 | 0 | EIA-860, EIA-860M and EIA-923 | 201603
Estados Unidos | SID Solar I, LLC | Heelstone Energy Holdings, LLC |  | 35.2586 | -81.5056 |  |  | North Carolina |  |  | 4.9 | 4.9 | Solar | Solar | 0 | 0 | 0 | 0 | 0 | 0 | 0 | 4.9 | 0 | 0 | 0 | 0 | EIA-860, EIA-860M and EIA-923 | 201603
Estados Unidos | Town of Needham VNEM | SolarCity Corporation |  | 42.2767 | -71.2594 |  |  | Massachusetts |  |  | 3 | 3 | Solar | Solar | 0 | 0 | 0 | 0 | 0 | 0 | 0 | 3 | 0 | 0 | 0 | 0 | EIA-860, EIA-860M and EIA-923 | 201603
Estados Unidos | Williamsburg Solar LLC VNEM | SolarCity Corporation |  | 42.3872 | -72.717 |  |  | Massachusetts |  |  | 2.2 | 2.2 | Solar | Solar | 0 | 0 | 0 | 0 | 0 | 0 | 0 | 2.2 | 0 | 0 | 0 | 0 | EIA-860, EIA-860M and EIA-923 | 201603
Estados Unidos | HCE Johnston I, LLC | HCE Johnston I, LLC |  | 35.56 | -78.5945 |  |  | North Carolina |  |  | 2.6 | 2.6 | Solar | Solar | 0 | 0 | 0 | 0 | 0 | 0 | 0 | 2.6 | 0 | 0 | 0 | 0 | EIA-860, EIA-860M and EIA-923 | 201603
Estados Unidos | Harpster Wind | OEE XVII, LLC |  | 40.7183 | -83.2287 |  |  | Ohio |  |  | 1.5 | 1.5 | Eólica | Eólica | 0 | 0 | 0 | 0 | 0 | 0 | 0 | 0 | 1.5 | 0 | 0 | 0 | EIA-860, EIA-860M and EIA-923 | 201603
Estados Unidos | Zephyr Wind | OEE XIX, LLC |  | 41.0961 | -83.6414 |  |  | Ohio |  |  | 4.5 | 4.5 | Eólica | Eólica | 0 | 0 | 0 | 0 | 0 | 0 | 0 | 0 | 4.5 | 0 | 0 | 0 | EIA-860, EIA-860M and EIA-923 | 201603
Estados Unidos | Red Toad 1425 A Powatan Road, LLC | Heelstone Energy Holdings, LLC |  | 35.6042 | -78.3709 |  |  | North Carolina |  |  | 1.9 | 1.9 | Solar | Solar | 0 | 0 | 0 | 0 | 0 | 0 | 0 | 1.9 | 0 | 0 | 0 | 0 | EIA-860, EIA-860M and EIA-923 | 201603
Estados Unidos | Durham Solar | Heelstone Energy Holdings, LLC |  | 36.0049 | -78.8485 |  |  | North Carolina |  |  | 3.4 | 3.4 | Solar | Solar | 0 | 0 | 0 | 0 | 0 | 0 | 0 | 3.4 | 0 | 0 | 0 | 0 | EIA-860, EIA-860M and EIA-923 | 201603
Estados Unidos | Morgan Farm, LLC | Heelstone Energy Holdings, LLC |  | 36.0956 | -78.152 |  |  | North Carolina |  |  | 4.9 | 4.9 | Solar | Solar | 0 | 0 | 0 | 0 | 0 | 0 | 0 | 4.9 | 0 | 0 | 0 | 0 | EIA-860, EIA-860M and EIA-923 | 201603
Estados Unidos | Nashville Farms, LLC | Heelstone Energy Holdings, LLC |  | 36.0344 | -78.0106 |  |  | North Carolina |  |  | 1.9 | 1.9 | Solar | Solar | 0 | 0 | 0 | 0 | 0 | 0 | 0 | 1.9 | 0 | 0 | 0 | 0 | EIA-860, EIA-860M and EIA-923 | 201603
Estados Unidos | Cedar Solar, LLC | Heelstone Energy Holdings, LLC |  | 34.9158 | -77.7757 |  |  | North Carolina |  |  | 4.9 | 4.9 | Solar | Solar | 0 | 0 | 0 | 0 | 0 | 0 | 0 | 4.9 | 0 | 0 | 0 | 0 | EIA-860, EIA-860M and EIA-923 | 201603
Estados Unidos | Elm Solar, LLC | Heelstone Energy Holdings, LLC |  | 35.4538 | -79.1895 |  |  | North Carolina |  |  | 4.9 | 4.9 | Solar | Solar | 0 | 0 | 0 | 0 | 0 | 0 | 0 | 4.9 | 0 | 0 | 0 | 0 | EIA-860, EIA-860M and EIA-923 | 201603
Estados Unidos | Glasgow LFGTE | East Kentucky Power Coop, Inc |  | 36.9874 | -85.9575 |  |  | Kentucky |  |  | 1 | 1 | Biomasa | Biomasa | 0 | 0 | 0 | 0 | 0 | 0 | 0 | 0 | 0 | 0 | 1 | 0 | EIA-860, EIA-860M and EIA-923 | 201603
Estados Unidos | Lemoore 1 | Lemoore PV1, LLC |  | 36.2579 | -119.798 |  |  | California |  |  | 1.5 | 1.5 | Solar | Solar | 0 | 0 | 0 | 0 | 0 | 0 | 0 | 1.5 | 0 | 0 | 0 | 0 | EIA-860, EIA-860M and EIA-923 | 201603
Estados Unidos | Cornell Geneva Solar Farm | Argos Solar LLC |  | 42.866 | -77.031 |  |  | New York |  |  | 2 | 2 | Solar | Solar | 0 | 0 | 0 | 0 | 0 | 0 | 0 | 2 | 0 | 0 | 0 | 0 | EIA-860, EIA-860M and EIA-923 | 201603
Estados Unidos | ADS Renewable Energy-Wolf Creek LLC | ADS Renewable Energy- Wolf Creek, LLC |  | 32.7755 | -83.4348 |  |  | Georgia |  |  | 2.8 | 2.8 | Biomasa | Biomasa | 0 | 0 | 0 | 0 | 0 | 0 | 0 | 0 | 0 | 0 | 2.8 | 0 | EIA-860, EIA-860M and EIA-923 | 201603
Estados Unidos | Conetoe Solar | Conetoe Solar, LLC |  | 35.8252 | -77.4578 |  |  | North Carolina |  |  | 5 | 5 | Solar | Solar | 0 | 0 | 0 | 0 | 0 | 0 | 0 | 5 | 0 | 0 | 0 | 0 | EIA-860, EIA-860M and EIA-923 | 201603
Estados Unidos | Sugar Run Solar | Sugar Run Solar, LLC |  | 36.4378 | -76.5978 |  |  | North Carolina |  |  | 5 | 5 | Solar | Solar | 0 | 0 | 0 | 0 | 0 | 0 | 0 | 5 | 0 | 0 | 0 | 0 | EIA-860, EIA-860M and EIA-923 | 201603
Estados Unidos | HMW Minster PV I | Half Moon Ventures, LLC |  | 40.3904 | -84.4016 |  |  | Ohio |  |  | 3 | 3 | Solar | Solar | 0 | 0 | 0 | 0 | 0 | 0 | 0 | 3 | 0 | 0 | 0 | 0 | EIA-860, EIA-860M and EIA-923 | 201603
Estados Unidos | Whitethorn Solar LLC | Whitethorn Solar LLC |  | 37.691 | -121.717 |  |  | California |  |  | 3.3 | 3.3 | Solar | Solar | 0 | 0 | 0 | 0 | 0 | 0 | 0 | 3.3 | 0 | 0 | 0 | 0 | EIA-860, EIA-860M and EIA-923 | 201603
Estados Unidos | South Valley Solar Energy Center | PNM Resources |  | 34.9861 | -106.736 |  |  | New Mexico |  |  | 9.9 | 9.9 | Solar | Solar | 0 | 0 | 0 | 0 | 0 | 0 | 0 | 9.9 | 0 | 0 | 0 | 0 | EIA-860, EIA-860M and EIA-923 | 201603
Estados Unidos | Santa Fe Solar Energy Center | PNM Resources |  | 35.5878 | -106.061 |  |  | New Mexico |  |  | 9.3 | 9.3 | Solar | Solar | 0 | 0 | 0 | 0 | 0 | 0 | 0 | 9.3 | 0 | 0 | 0 | 0 | EIA-860, EIA-860M and EIA-923 | 201603
Estados Unidos | Santolina Solar Energy Center | PNM Resources |  | 35.0297 | -106.855 |  |  | New Mexico |  |  | 10.5 | 10.5 | Solar | Solar | 0 | 0 | 0 | 0 | 0 | 0 | 0 | 10.5 | 0 | 0 | 0 | 0 | EIA-860, EIA-860M and EIA-923 | 201603
Estados Unidos | Rio Communities Solar Energy Center | PNM Resources |  | 34.5826 | -106.683 |  |  | New Mexico |  |  | 9.9 | 9.9 | Solar | Solar | 0 | 0 | 0 | 0 | 0 | 0 | 0 | 9.9 | 0 | 0 | 0 | 0 | EIA-860, EIA-860M and EIA-923 | 201603
Estados Unidos | Laurinburg Solar, LLC (Heelstone) | Heelstone Energy Holdings, LLC |  | 34.7076 | -79.2954 |  |  | North Carolina |  |  | 1.9 | 1.9 | Solar | Solar | 0 | 0 | 0 | 0 | 0 | 0 | 0 | 1.9 | 0 | 0 | 0 | 0 | EIA-860, EIA-860M and EIA-923 | 201603
Estados Unidos | CES Cherry Hill Solar | Consolidated Edison Solutions Inc |  | 39.9419 | -75.0262 |  |  | New Jersey |  |  | 1.2 | 1.2 | Solar | Solar | 0 | 0 | 0 | 0 | 0 | 0 | 0 | 1.2 | 0 | 0 | 0 | 0 | EIA-860, EIA-860M and EIA-923 | 201603
Estados Unidos | Long Farm 46 Solar, LLC | Long Farm 46 Solar, LLC |  | 36.467 | -77.618 |  |  | North Carolina |  |  | 5 | 5 | Solar | Solar | 0 | 0 | 0 | 0 | 0 | 0 | 0 | 5 | 0 | 0 | 0 | 0 | EIA-860, EIA-860M and EIA-923 | 201603
Estados Unidos | Strata Roof 1 | Strata Roof 1, LLC |  | 38.6435 | -121.506 |  |  | California |  |  | 1 | 1 | Solar | Solar | 0 | 0 | 0 | 0 | 0 | 0 | 0 | 1 | 0 | 0 | 0 | 0 | EIA-860, EIA-860M and EIA-923 | 201603
Estados Unidos | Zero Waste Energy Development Co LLC | Zero Waste Energy Development Company LLC |  | 37.4325 | -121.953 |  |  | California |  |  | 1.6 | 1.6 | Biomasa | Biomasa | 0 | 0 | 0 | 0 | 0 | 0 | 0 | 0 | 0 | 0 | 1.6 | 0 | EIA-860, EIA-860M and EIA-923 | 201603
Estados Unidos | Bristol Plant | Ingenco Renewable Development, LLC |  | 36.6019 | -82.1431 |  |  | Virginia |  |  | 1.8 | 1.8 | Biomasa | Biomasa | 0 | 0 | 0 | 0 | 0 | 0 | 0 | 0 | 0 | 0 | 1.8 | 0 | EIA-860, EIA-860M and EIA-923 | 201603
Estados Unidos | McDonald Solar Farm, LLC | McDonald Solar Farm, LLC |  | 39.5946 | -87.474 |  |  | Indiana |  |  | 5.2 | 5.2 | Solar | Solar | 0 | 0 | 0 | 0 | 0 | 0 | 0 | 5.2 | 0 | 0 | 0 | 0 | EIA-860, EIA-860M and EIA-923 | 201603
Estados Unidos | Pastime Farm, LLC | Pastime Farm, LLC |  | 39.5209 | -87.1815 |  |  | Indiana |  |  | 5.2 | 5.2 | Solar | Solar | 0 | 0 | 0 | 0 | 0 | 0 | 0 | 5.2 | 0 | 0 | 0 | 0 | EIA-860, EIA-860M and EIA-923 | 201603
Estados Unidos | Yanceyville Farm 3, LLC | Yanceyville Farm 3, LLC |  | 36.4286 | -79.3489 |  |  | North Carolina |  |  | 4.9 | 4.9 | Solar | Solar | 0 | 0 | 0 | 0 | 0 | 0 | 0 | 4.9 | 0 | 0 | 0 | 0 | EIA-860, EIA-860M and EIA-923 | 201603
Estados Unidos | Union Renewable Energy Facility | Lockhart Power Co |  | 34.6158 | -81.8187 |  |  | South Carolina |  |  | 2.4 | 2.4 | Biomasa | Biomasa | 0 | 0 | 0 | 0 | 0 | 0 | 0 | 0 | 0 | 0 | 2.4 | 0 | EIA-860, EIA-860M and EIA-923 | 201603
Estados Unidos | Valley View Solar | SR Clinch |  | 40.4188 | -104.892 |  |  | Colorado |  |  | 4 | 4 | Solar | Solar | 0 | 0 | 0 | 0 | 0 | 0 | 0 | 4 | 0 | 0 | 0 | 0 | EIA-860, EIA-860M and EIA-923 | 201603
Estados Unidos | Skylark | SR Clinch |  | 40.5779 | -104.895 |  |  | Colorado |  |  | 4 | 4 | Solar | Solar | 0 | 0 | 0 | 0 | 0 | 0 | 0 | 4 | 0 | 0 | 0 | 0 | EIA-860, EIA-860M and EIA-923 | 201603
Estados Unidos | Silicon Valley Clean Water | Silicon Valley Clean Water |  | 37.5426 | -122.231 |  |  | California |  |  | 1.2 | 1.2 | Biomasa | Biomasa | 0 | 0 | 0 | 0 | 0 | 0 | 0 | 0 | 0 | 0 | 1.2 | 0 | EIA-860, EIA-860M and EIA-923 | 201603
Estados Unidos | Prairie Breeze II | Invenergy Services LLC |  | 41.9877 | -98.2104 |  |  | Nebraska |  |  | 73.4 | 73.4 | Eólica | Eólica | 0 | 0 | 0 | 0 | 0 | 0 | 0 | 0 | 73.4 | 0 | 0 | 0 | EIA-860, EIA-860M and EIA-923 | 201603
Estados Unidos | Durham AWTF | Clean Water Services |  | 45.4005 | -122.766 |  |  | Oregon |  |  | 1.5 | 1.5 | Biomasa | Biomasa | 0 | 0 | 0 | 0 | 0 | 0 | 0 | 0 | 0 | 0 | 1.5 | 0 | EIA-860, EIA-860M and EIA-923 | 201603
Estados Unidos | Howell Midland Farm, LLC | Howell Midland Farm, LLC |  | 35.2257 | -80.5431 |  |  | North Carolina |  |  | 4.9 | 4.9 | Solar | Solar | 0 | 0 | 0 | 0 | 0 | 0 | 0 | 4.9 | 0 | 0 | 0 | 0 | EIA-860, EIA-860M and EIA-923 | 201603
Estados Unidos | Augustus Farm, LLC | Augustus Farm, LLC |  | 35.5997 | -77.6391 |  |  | North Carolina |  |  | 4.9 | 4.9 | Solar | Solar | 0 | 0 | 0 | 0 | 0 | 0 | 0 | 4.9 | 0 | 0 | 0 | 0 | EIA-860, EIA-860M and EIA-923 | 201603
Estados Unidos | Windpark Unlimited 2 | EUI Management PH Inc |  | 33.931 | -116.63 |  |  | California |  |  | 16.1 | 16.1 | Eólica | Eólica | 0 | 0 | 0 | 0 | 0 | 0 | 0 | 0 | 16.1 | 0 | 0 | 0 | EIA-860, EIA-860M and EIA-923 | 201603
Estados Unidos | Wal-Mart Truth or Consequences PV | SSA Solar of NM 3, LLC |  | 33.1526 | -107.25 |  |  | New Mexico |  |  | 1 | 1 | Solar | Solar | 0 | 0 | 0 | 0 | 0 | 0 | 0 | 1 | 0 | 0 | 0 | 0 | EIA-860, EIA-860M and EIA-923 | 201603
Estados Unidos | Hill AFB LFG Facility, Bldg #737 | Ameresco Federal Solutions |  | 41.129 | -111.964 |  |  | Utah |  |  | 2.2 | 2.2 | Biomasa | Biomasa | 0 | 0 | 0 | 0 | 0 | 0 | 0 | 0 | 0 | 0 | 2.2 | 0 | EIA-860, EIA-860M and EIA-923 | 201603
Estados Unidos | Cecil County CCVT HS | SunE DB42, LLC |  | 39.651 | -75.8083 |  |  | Maryland |  |  | 2 | 2 | Solar | Solar | 0 | 0 | 0 | 0 | 0 | 0 | 0 | 2 | 0 | 0 | 0 | 0 | EIA-860, EIA-860M and EIA-923 | 201603
México | Tirio |  | CFE | 19.6297 | -101.2589 | Morelia y Tiripetío |  | Michoacán |  |  | 1.1 | 1.1 | Hidroeléctrica | Hidroeléctrica | 0 | 0 | 0 | 0 | 1.1 | 0 | 0 | 0 | 0 | 0 | 0 | 0 | CFE | 201606
México | Electroquímica |  | CFE | 22.1 | -99.1524 | Ciudad Valles |  | San Luis Potosí |  |  | 1.4 | 1.4 | Hidroeléctrica | Hidroeléctrica | 0 | 0 | 0 | 0 | 1.4 | 0 | 0 | 0 | 0 | 0 | 0 | 0 | CFE | 201606
México | Ixtaczoquitlán |  | CFE | 18.9054 | -97.0132 | Ixtaczoquitlán |  | Veracruz |  |  | 1.6 | 1.6 | Hidroeléctrica | Hidroeléctrica | 0 | 0 | 0 | 0 | 1.6 | 0 | 0 | 0 | 0 | 0 | 0 | 0 | CFE | 201606
México | Texolo |  | CFE | 19.4023 | -96.9936 | Xico |  | Veracruz |  |  | 1.6 | 1.6 | Hidroeléctrica | Hidroeléctrica | 0 | 0 | 0 | 0 | 1.6 | 0 | 0 | 0 | 0 | 0 | 0 | 0 | CFE | 201606
México | Jumatán |  | CFE | 21.6526 | -105.0253 | Tepic |  | Nayarit |  |  | 2.2 | 2.2 | Hidroeléctrica | Hidroeléctrica | 0 | 0 | 0 | 0 | 2.2 | 0 | 0 | 0 | 0 | 0 | 0 | 0 | CFE | 201606
México | Schpoiná |  | CFE | 16.3145 | -92.4261 | Venustiano Carranza |  | Chiapas |  |  | 2.2 | 2.2 | Hidroeléctrica | Hidroeléctrica | 0 | 0 | 0 | 0 | 2.2 | 0 | 0 | 0 | 0 | 0 | 0 | 0 | CFE | 201606
México | Tamazulapan |  | CFE | 17.6868 | -97.6178 | Tamazulapan |  | Oaxaca |  |  | 2.5 | 2.5 | Hidroeléctrica | Hidroeléctrica | 0 | 0 | 0 | 0 | 2.5 | 0 | 0 | 0 | 0 | 0 | 0 | 0 | CFE | 201606
México | San Pedro Porúas |  | CFE | 19.4026 | -101.3199 | Villa Madero |  | Michoacán |  |  | 2.6 | 2.6 | Hidroeléctrica | Hidroeléctrica | 0 | 0 | 0 | 0 | 2.6 | 0 | 0 | 0 | 0 | 0 | 0 | 0 | CFE | 201606
México | Colina |  | CFE | 27.5763 | -105.382 | San Francisco de Conchos |  | Chihuahua |  |  | 3 | 3 | Hidroeléctrica | Hidroeléctrica | 0 | 0 | 0 | 0 | 3 | 0 | 0 | 0 | 0 | 0 | 0 | 0 | CFE | 201606
México | Portezuelos I y II |  | CFE | 18.9241 | -98.3427 | Santa Clara Ocoyucan & Atlixco |  | Puebla |  |  | 4.1 | 4.1 | Hidroeléctrica | Hidroeléctrica | 0 | 0 | 0 | 0 | 4.1 | 0 | 0 | 0 | 0 | 0 | 0 | 0 | CFE | 201606
México | Bombana |  | CFE | 16.9575 | -93.0258 | Soyaló |  | Chiapas |  |  | 5.2 | 5.2 | Hidroeléctrica | Hidroeléctrica | 0 | 0 | 0 | 0 | 5.2 | 0 | 0 | 0 | 0 | 0 | 0 | 0 | CFE | 201606
México | Luis M. Rojas (Intermedia) |  | CFE | 20.6979 | -103.27 | Tonalá |  | Jalisco |  |  | 5.3 | 5.3 | Hidroeléctrica | Hidroeléctrica | 0 | 0 | 0 | 0 | 5.3 | 0 | 0 | 0 | 0 | 0 | 0 | 0 | CFE | 201606
México | Alameda |  | CFE | 18.8452 | -99.4619 | Malinalco |  | Estado de México |  |  | 7 | 7 | Hidroeléctrica | Hidroeléctrica | 0 | 0 | 0 | 0 | 7 | 0 | 0 | 0 | 0 | 0 | 0 | 0 | CFE | 201606
México | Colotlipa |  | CFE | 17.4101 | -99.2437 | Quechultenango |  | Guerrero |  |  | 8 | 8 | Hidroeléctrica | Hidroeléctrica | 0 | 0 | 0 | 0 | 8 | 0 | 0 | 0 | 0 | 0 | 0 | 0 | CFE | 201606
México | Zumpimito |  | CFE | 19.3607 | -102.0697 | Uruapan |  | Michoacán |  |  | 8.4 | 8.4 | Hidroeléctrica | Hidroeléctrica | 0 | 0 | 0 | 0 | 8.4 | 0 | 0 | 0 | 0 | 0 | 0 | 0 | CFE | 201606
México | Puente Grande |  | CFE | 20.5769 | -103.1462 | Tonalá |  | Jalisco |  |  | 9 | 9 | Hidroeléctrica | Hidroeléctrica | 0 | 0 | 0 | 0 | 9 | 0 | 0 | 0 | 0 | 0 | 0 | 0 | CFE | 201606
México | Mocúzari |  | CFE | 27.2251 | -109.1068 | Álamos |  | Sonora |  |  | 9.6 | 9.6 | Hidroeléctrica | Hidroeléctrica | 0 | 0 | 0 | 0 | 9.6 | 0 | 0 | 0 | 0 | 0 | 0 | 0 | CFE | 201606
México | Encanto |  | CFE | 19.9779 | -97.1767 | Tlapacoyan |  | Veracruz |  |  | 10 | 10 | Hidroeléctrica | Hidroeléctrica | 0 | 0 | 0 | 0 | 10 | 0 | 0 | 0 | 0 | 0 | 0 | 0 | CFE | 201606
México | Platanal |  | CFE | 19.9237 | -102.2536 | Jacona |  | Michoacán |  |  | 12.6 | 12.6 | Hidroeléctrica | Hidroeléctrica | 0 | 0 | 0 | 0 | 12.6 | 0 | 0 | 0 | 0 | 0 | 0 | 0 | CFE | 201606
México | Salvador Alvarado (Sanalona) |  | CFE | 24.8163 | -107.1513 | Culiacán |  | Sinaloa |  |  | 14 | 14 | Hidroeléctrica | Hidroeléctrica | 0 | 0 | 0 | 0 | 14 | 0 | 0 | 0 | 0 | 0 | 0 | 0 | CFE | 201606
México | Minas |  | CFE | 19.6898 | -97.1452 | Las Minas |  | Veracruz |  |  | 15 | 15 | Hidroeléctrica | Hidroeléctrica | 0 | 0 | 0 | 0 | 15 | 0 | 0 | 0 | 0 | 0 | 0 | 0 | CFE | 201606
México | Botello |  | CFE | 19.9266 | -101.6704 | Panindícuaro |  | Michoacán |  |  | 18 | 18 | Hidroeléctrica | Hidroeléctrica | 0 | 0 | 0 | 0 | 18 | 0 | 0 | 0 | 0 | 0 | 0 | 0 | CFE | 201606
México | Camilo Arriaga (El Salto) |  | CFE | 22.5881 | -99.381 | El Naranjo |  | San Luis Potosí |  |  | 18 | 18 | Hidroeléctrica | Hidroeléctrica | 0 | 0 | 0 | 0 | 18 | 0 | 0 | 0 | 0 | 0 | 0 | 0 | CFE | 201606
México | Oviáchic |  | CFE | 27.825 | -109.8947 | Cajeme |  | Sonora |  |  | 19.2 | 19.2 | Hidroeléctrica | Hidroeléctrica | 0 | 0 | 0 | 0 | 19.2 | 0 | 0 | 0 | 0 | 0 | 0 | 0 | CFE | 201606
México | José Cecilio del Valle |  | CFE | 14.9613 | -92.2545 | Tapachula |  | Chiapas |  |  | 21 | 21 | Hidroeléctrica | Hidroeléctrica | 0 | 0 | 0 | 0 | 21 | 0 | 0 | 0 | 0 | 0 | 0 | 0 | CFE | 201606
México | Boquilla |  | CFE | 27.5445 | -105.4141 | San Francisco de Conchos |  | Chihuahua |  |  | 25 | 25 | Hidroeléctrica | Hidroeléctrica | 0 | 0 | 0 | 0 | 25 | 0 | 0 | 0 | 0 | 0 | 0 | 0 | CFE | 201606
México | Chilapan |  | CFE | 18.4195 | -95.1538 | San Andrés Tuxtla |  | Veracruz |  |  | 26 | 26 | Hidroeléctrica | Hidroeléctrica | 0 | 0 | 0 | 0 | 26 | 0 | 0 | 0 | 0 | 0 | 0 | 0 | CFE | 201606
México | Falcón |  | CFE | 26.5584 | -99.1694 | Nueva Ciudad Guerrero |  | Tamaulipas |  |  | 31.5 | 31.5 | Hidroeléctrica | Hidroeléctrica | 0 | 0 | 0 | 0 | 31.5 | 0 | 0 | 0 | 0 | 0 | 0 | 0 | CFE | 201606
México | Tuxpango |  | CFE | 18.8371 | -97.0339 | Ixtaczoquitlán |  | Veracruz |  |  | 36 | 36 | Hidroeléctrica | Hidroeléctrica | 0 | 0 | 0 | 0 | 36 | 0 | 0 | 0 | 0 | 0 | 0 | 0 | CFE | 201606
México | Patla |  | CFE | 20.2389 | -97.8924 | Zihuateutla |  | Puebla |  |  | 37 | 37 | Hidroeléctrica | Hidroeléctrica | 0 | 0 | 0 | 0 | 37 | 0 | 0 | 0 | 0 | 0 | 0 | 0 | CFE | 201606
México | Tepexic |  | CFE | 20.21 | -97.9477 | Huauchinango |  | Puebla |  |  | 39 | 39 | Hidroeléctrica | Hidroeléctrica | 0 | 0 | 0 | 0 | 39 | 0 | 0 | 0 | 0 | 0 | 0 | 0 | CFE | 201606
México | Colimilla |  | CFE | 20.7847 | -103.3247 | Tonalá |  | Jalisco |  |  | 51.2 | 51.2 | Hidroeléctrica | Hidroeléctrica | 0 | 0 | 0 | 0 | 51.2 | 0 | 0 | 0 | 0 | 0 | 0 | 0 | CFE | 201606
México | El Fuerte |  | CFE | 26.5073 | -108.5756 | El Fuerte |  | Sinaloa |  |  | 59.4 | 59.4 | Hidroeléctrica | Hidroeléctrica | 0 | 0 | 0 | 0 | 59.4 | 0 | 0 | 0 | 0 | 0 | 0 | 0 | CFE | 201606
México | Cóbano |  | CFE | 19.166 | -102.0116 | Gabriel Zamora |  | Michoacán |  |  | 60 | 60 | Hidroeléctrica | Hidroeléctrica | 0 | 0 | 0 | 0 | 60 | 0 | 0 | 0 | 0 | 0 | 0 | 0 | CFE | 201606
México | La Amistad |  | CFE | 29.4485 | -101.0602 | Acuña |  | Coahuila |  |  | 66 | 66 | Hidroeléctrica | Hidroeléctrica | 0 | 0 | 0 | 0 | 66 | 0 | 0 | 0 | 0 | 0 | 0 | 0 | CFE | 201606
México | Manuel M. Diéguez (Santa Rosa) |  | CFE | 20.9088 | -103.7059 | Amatitán |  | Jalisco |  |  | 70 | 70 | Hidroeléctrica | Hidroeléctrica | 0 | 0 | 0 | 0 | 70 | 0 | 0 | 0 | 0 | 0 | 0 | 0 | CFE | 201606
México | Lerma (Tepuxtepec) |  | CFE | 19.9825 | -100.2524 | Contepec |  | Michoacán |  |  | 74 | 74 | Hidroeléctrica | Hidroeléctrica | 0 | 0 | 0 | 0 | 74 | 0 | 0 | 0 | 0 | 0 | 0 | 0 | CFE | 201606
México | Cupatitzio |  | CFE | 19.2688 | -102.0799 | Gabriel Zamora |  | Michoacán |  |  | 80 | 80 | Hidroeléctrica | Hidroeléctrica | 0 | 0 | 0 | 0 | 80 | 0 | 0 | 0 | 0 | 0 | 0 | 0 | CFE | 201606
México | Humaya |  | CFE | 25.0971 | -107.3913 | Badiraguato |  | Sinaloa |  |  | 90 | 90 | Hidroeléctrica | Hidroeléctrica | 0 | 0 | 0 | 0 | 90 | 0 | 0 | 0 | 0 | 0 | 0 | 0 | CFE | 201606
México | Bacurato |  | CFE | 25.8537 | -107.9021 | Sinaloa de Leyva |  | Sinaloa |  |  | 92 | 92 | Hidroeléctrica | Hidroeléctrica | 0 | 0 | 0 | 0 | 92 | 0 | 0 | 0 | 0 | 0 | 0 | 0 | CFE | 201606
México | Raúl J. Marsal (Comedero) | CFE | CFE | 24.5707 | -106.8084 | Cosalá |  | Sinaloa |  |  | 100 | 100 | Hidroeléctrica | Hidroeléctrica | 0 | 0 | 0 | 0 | 100 | 0 | 0 | 0 | 0 | 0 | 0 | 0 | CFE | 201606
México | Necaxa | CFE | CFE | 20.2171 | -97.9872 | Juan Galindo |  | Puebla |  |  | 109 | 109 | Hidroeléctrica | Hidroeléctrica | 0 | 0 | 0 | 0 | 109 | 0 | 0 | 0 | 0 | 0 | 0 | 0 | CFE | 201606
México | Plutarco Elías Calles (El Novillo) | CFE | CFE | 28.978 | -109.642 | Soyopa |  | Sonora |  |  | 135 | 135 | Hidroeléctrica | Hidroeléctrica | 0 | 0 | 0 | 0 | 135 | 0 | 0 | 0 | 0 | 0 | 0 | 0 | CFE | 201606
México | Mazatepec | CFE | CFE | 20.0144 | -97.4062 | Tlatlauquitepec |  | Puebla |  | Carretera Tlatlauqui Mazatepec Km. 42, Col. Mazatepec, TLATLAUQUITEPEC, Puebla, México, C.P. 73905 | 220 | 220 | Hidroeléctrica | Hidroeléctrica | 0 | 0 | 0 | 0 | 220 | 0 | 0 | 0 | 0 | 0 | 0 | 0 | CFE | 201606
México | Valentín Gómez Farías (Agua Prieta) | CFE | CFE | 20.7008 | -103.245 | Zapopan |  | Jalisco |  |  | 240 | 240 | Hidroeléctrica | Hidroeléctrica | 0 | 0 | 0 | 0 | 240 | 0 | 0 | 0 | 0 | 0 | 0 | 0 | CFE | 201606
México | Fernando Hiriart Balderrama (Zimapán) | CFE | CFE | 20.8468 | -99.4584 | Zimapán |  | Hidalgo |  |  | 292 | 292 | Hidroeléctrica | Hidroeléctrica | 0 | 0 | 0 | 0 | 292 | 0 | 0 | 0 | 0 | 0 | 0 | 0 | CFE | 201606
México | Villita |  | CFE | 18.0457 | -102.1825 | Lázaro Cárdenas |  | Michoacán |  |  | 320 | 320 | Hidroeléctrica | Hidroeléctrica | 0 | 0 | 0 | 0 | 320 | 0 | 0 | 0 | 0 | 0 | 0 | 0 | CFE | 201606
México | Temascal | CFE | CFE | 18.2324 | -96.4115 | San Miguel Soyaltepec |  | Oaxaca |  |  | 354 | 354 | Hidroeléctrica | Hidroeléctrica | 0 | 0 | 0 | 0 | 354 | 0 | 0 | 0 | 0 | 0 | 0 | 0 | CFE | 201606
México | Ángel Albino Corzo (Peñitas) | CFE | CFE | 17.4463 | -93.4628 | Ostuacán |  | Chiapas |  |  | 420 | 420 | Hidroeléctrica | Hidroeléctrica | 0 | 0 | 0 | 0 | 420 | 0 | 0 | 0 | 0 | 0 | 0 | 0 | CFE | 201606
México | Luis Donaldo Colosio (Huites) | CFE | CFE | 26.8444 | -108.3687 | Choix |  | Sinaloa |  |  | 422 | 422 | Hidroeléctrica | Hidroeléctrica | 0 | 0 | 0 | 0 | 422 | 0 | 0 | 0 | 0 | 0 | 0 | 0 | CFE | 201606
México | Carlos Ramírez Ulloa (El Caracol) | CFE | CFE | 17.9505 | -99.9943 | Apaxtla |  | Guerrero |  |  | 600 | 600 | Hidroeléctrica | Hidroeléctrica | 0 | 0 | 0 | 0 | 600 | 0 | 0 | 0 | 0 | 0 | 0 | 0 | CFE | 201606
México | Leonardo Rodríguez Alcaine (El Cajón) | CFE | CFE | 21.4279 | -104.4507 | Santa María del Oro y La Yesca |  | Nayarit |  |  | 750 | 750 | Hidroeléctrica | Hidroeléctrica | 0 | 0 | 0 | 0 | 750 | 0 | 0 | 0 | 0 | 0 | 0 | 0 | CFE | 201606
México | La Yesca |  | CFE | 21.1979 | -104.1047 | La Yesca |  | Nayarit |  |  | 750 | 750 | Hidroeléctrica | Hidroeléctrica | 0 | 0 | 0 | 0 | 750 | 0 | 0 | 0 | 0 | 0 | 0 | 0 | CFE | 201606
México | Belisario Domínguez (Angostura) | CFE | CFE | 16.4018 | -92.7784 | Venustiano Carranza |  | Chiapas |  |  | 900 | 900 | Hidroeléctrica | Hidroeléctrica | 0 | 0 | 0 | 0 | 900 | 0 | 0 | 0 | 0 | 0 | 0 | 0 | CFE | 201606
México | Aguamilpa Solidaridad | CFE | CFE | 21.8395 | -104.8038 | Tepic |  | Nayarit |  |  | 960 | 960 | Hidroeléctrica | Hidroeléctrica | 0 | 0 | 0 | 0 | 960 | 0 | 0 | 0 | 0 | 0 | 0 | 0 | CFE | 201606
México | Malpaso | CFE | CFE | 17.1806 | -93.5973 | Tecpatán |  | Chiapas |  |  | 1080 | 1080 | Hidroeléctrica | Hidroeléctrica | 0 | 0 | 0 | 0 | 1080 | 0 | 0 | 0 | 0 | 0 | 0 | 0 | CFE | 201606
México | Infiernillo | CFE | CFE | 18.2711 | -101.8939 | Arteaga |  | Michoacán |  |  | 1200 | 1200 | Hidroeléctrica | Hidroeléctrica | 0 | 0 | 0 | 0 | 1200 | 0 | 0 | 0 | 0 | 0 | 0 | 0 | CFE | 201606
México | Manuel Moreno Torres (Chicoasén) | CFE | CFE | 16.9428 | -93.1012 | Chicoasén |  | Chiapas |  |  | 2400 | 2400 | Hidroeléctrica | Hidroeléctrica | 0 | 0 | 0 | 0 | 2400 | 0 | 0 | 0 | 0 | 0 | 0 | 0 | CFE | 201606
México | Cerro Prieto I |  | CFE | 32.3985 | -115.2379 | Mexicali |  | Baja California |  |  | 30 | 30 | Geotérmica | Geotérmica | 0 | 0 | 0 | 0 | 0 | 0 | 0 | 0 | 0 | 30 | 0 | 0 | CFE | 201606
México | Cerro Prieto II | CFE | CFE | 32.4047 | -115.2113 | Mexicali |  | Baja California |  |  | 220 | 220 | Geotérmica | Geotérmica | 0 | 0 | 0 | 0 | 0 | 0 | 0 | 0 | 0 | 220 | 0 | 0 | CFE | 201606
México | Cerro Prieto III | CFE | CFE | 32.4126 | -115.2433 | Mexicali |  | Baja California |  |  | 220 | 220 | Geotérmica | Geotérmica | 0 | 0 | 0 | 0 | 0 | 0 | 0 | 0 | 0 | 220 | 0 | 0 | CFE | 201606
México | Cerro Prieto IV | CFE | CFE | 32.3916 | -115.2252 | Mexicali |  | Baja California |  |  | 100 | 100 | Geotérmica | Geotérmica | 0 | 0 | 0 | 0 | 0 | 0 | 0 | 0 | 0 | 100 | 0 | 0 | CFE | 201606
México | Las Tres Vírgenes |  | CFE | 27.5061 | -112.5591 | Mulegé |  | Baja California Sur |  |  | 10 | 10 | Geotérmica | Geotérmica | 0 | 0 | 0 | 0 | 0 | 0 | 0 | 0 | 0 | 10 | 0 | 0 | CFE | 201606
México | Los Azufres | CFE | CFE | 19.791 | -100.6669 | Cd. Hidalgo |  | Michoacán |  | Campamento C.F.E. s/n, Col. Agua Fría, HIDALGO, Michoacán, México, C.P. 61100 | 225 | 225 | Geotérmica | Geotérmica | 0 | 0 | 0 | 0 | 0 | 0 | 0 | 0 | 0 | 225 | 0 | 0 | CFE | 201606
México | Los Humeros |  | CFE | 19.6465 | -97.4375 | Chignautla |  | Puebla |  |  | 68.6 | 68.6 | Geotérmica | Geotérmica | 0 | 0 | 0 | 0 | 0 | 0 | 0 | 0 | 0 | 68.6 | 0 | 0 | CFE | 201606
México | Santa Rosalía |  | CFE | 27.4107 | -112.5292 | Mulegé |  | Baja California Sur |  |  | 1 | 1 | Solar | Solar | 0 | 0 | 0 | 0 | 0 | 0 | 0 | 1 | 0 | 0 | 0 | 0 | CFE | 201606
México | Cerro Prieto |  | CFE | 32.4169 | -115.2341 | Mexicali |  | Baja California |  |  | 1 | 1 | Solar | Solar | 0 | 0 | 0 | 0 | 0 | 0 | 0 | 5 | 0 | 0 | 0 | 0 | CFE | 201606
México | La Venta |  | CFE | 16.5803 | -94.8237 | Juchitán |  | Oaxaca |  |  | 84.2 | 84.2 | Eólica | Eólica | 0 | 0 | 0 | 0 | 0 | 0 | 0 | 0 | 84.2 | 0 | 0 | 0 | CFE | 201606
México | Yuumil'iik |  | CFE | 20.9761 | -86.8621 | Benito Juárez |  | Quintana Roo |  |  | 1.5 | 1.5 | Eólica | Eólica | 0 | 0 | 0 | 0 | 0 | 0 | 0 | 0 | 1.5 | 0 | 0 | 0 | CFE | 201606
México | C.E. Oaxaca Uno | CFE/PIE | CFE/Privado | 16.5643 | -94.7212 | Juchitán |  | Oaxaca |  |  | 102 | 102 | Eólica | Eólica | 0 | 0 | 0 | 0 | 0 | 0 | 0 | 0 | 102 | 0 | 0 | 0 | CFE | 201606
México | C.E. Oaxaca Dos | CFE/PIE | CFE/Privado | 16.5872 | -94.7945 | Juchitán |  | Oaxaca |  |  | 102 | 102 | Eólica | Eólica | 0 | 0 | 0 | 0 | 0 | 0 | 0 | 0 | 102 | 0 | 0 | 0 | CFE | 201606
México | C.E. Oaxaca Tres | CFE/PIE | CFE/Privado | 16.5813 | -94.7479 | Juchitán |  | Oaxaca |  |  | 102 | 102 | Eólica | Eólica | 0 | 0 | 0 | 0 | 0 | 0 | 0 | 0 | 102 | 0 | 0 | 0 | CFE | 201606
México | C.E. La Venta III | CFE/PIE | Privado | 16.5777 | -94.8231 | Juchitán |  | Oaxaca |  |  | 102.9 | 102.9 | Eólica | Eólica | 0 | 0 | 0 | 0 | 0 | 0 | 0 | 0 | 102.9 | 0 | 0 | 0 | CFE | 201606
México | C.E. Oaxaca Cuatro | CFE/PIE | CFE/Privado | 16.6123 | -94.8105 | Juchitán |  | Oaxaca |  |  | 102 | 102 | Eólica | Eólica | 0 | 0 | 0 | 0 | 0 | 0 | 0 | 0 | 102 | 0 | 0 | 0 | CFE | 201606
México | Hidroelectrica Cajon de Peña |  | Privado | 20.0171 | -105.2216 | Tomatlán |  | Jalisco |  |  | 1.2 | 1.2 | Hidroeléctrica | Hidroeléctrica | 0 | 0 | 0 | 0 | 1.2 | 0 | 0 | 0 | 0 | 0 | 0 | 0 | INERE | 201606
México | Papelera Veracruzana |  | Privado | 18.8343 | -97.103 | Orizaba |  | Veracruz |  |  | 1.3 | 1.3 | Hidroeléctrica | Hidroeléctrica | 0 | 0 | 0 | 0 | 1.3 | 0 | 0 | 0 | 0 | 0 | 0 | 0 | INERE | 201606
México | Hidrorizaba |  | Privado | 18.8455 | -97.0684 | Rafael Delgado |  | Veracruz |  |  | 1.6 | 1.6 | Hidroeléctrica | Hidroeléctrica | 0 | 0 | 0 | 0 | 1.6 | 0 | 0 | 0 | 0 | 0 | 0 | 0 | INERE | 201606
México | Compañía Electrica Carolina |  | Privado | 20.2048 | -100.8865 | Salvatierra |  | Guanajuato |  |  | 2.5 | 2.5 | Hidroeléctrica | Hidroeléctrica | 0 | 0 | 0 | 0 | 2.5 | 0 | 0 | 0 | 0 | 0 | 0 | 0 | INERE | 201606
México | Hidroelectricas Virita |  | Privado | 18.8327 | -97.1004 | Rio Blanco |  | Veracruz |  |  | 2.6 | 2.6 | Hidroeléctrica | Hidroeléctrica | 0 | 0 | 0 | 0 | 2.6 | 0 | 0 | 0 | 0 | 0 | 0 | 0 | INERE | 201606
México | Compañía Industrial Veracruzana |  | Privado | 18.803 | -97.179 | Camarino Mendoza |  | Veracruz |  |  | 4 | 4 | Hidroeléctrica | Hidroeléctrica | 0 | 0 | 0 | 0 | 4 | 0 | 0 | 0 | 0 | 0 | 0 | 0 | INERE | 201606
México | Gobierno del Estado |  | Privado | 19.0914 | -102.0827 | Uruapan |  | Michoacán |  |  | 4.1 | 4.1 | Hidroeléctrica | Hidroeléctrica | 0 | 0 | 0 | 0 | 4.1 | 0 | 0 | 0 | 0 | 0 | 0 | 0 | INERE | 201606
México | Hidrorizaba II |  | Privado | 18.8421 | -97.071 | Rafael Delgado |  | Veracruz |  |  | 4.4 | 4.4 | Hidroeléctrica | Hidroeléctrica | 0 | 0 | 0 | 0 | 4.4 | 0 | 0 | 0 | 0 | 0 | 0 | 0 | INERE | 201606
México | Hidroelectricidad del Pacifico |  | Privado | 19.2541 | -103.3701 | Pihuamo |  | Jalisco |  |  | 9.2 | 9.2 | Hidroeléctrica | Hidroeléctrica | 0 | 0 | 0 | 0 | 9.2 | 0 | 0 | 0 | 0 | 0 | 0 | 0 | INERE | 201606
México | Cervecería Cuauhtémoc-Moctezuma |  | Privado | 18.8715 | -97.1256 | Orizaba |  | Veracruz |  |  | 10 | 10 | Hidroeléctrica | Hidroeléctrica | 0 | 0 | 0 | 0 | 10 | 0 | 0 | 0 | 0 | 0 | 0 | 0 | INERE | 201606
México | Procesamiento Energetico Mexicano |  | Privado | 18.8446 | -97.0612 | Ixtaczoquitlan |  | Veracruz |  |  | 11.3 | 11.3 | Hidroeléctrica | Hidroeléctrica | 0 | 0 | 0 | 0 | 11.3 | 0 | 0 | 0 | 0 | 0 | 0 | 0 | INERE | 201606
México | Primero Empresa Minera |  | Privado | 24.4633 | -105.975 | San Dimas |  | Durango |  |  | 14 | 14 | Hidroeléctrica | Hidroeléctrica | 0 | 0 | 0 | 0 | 14 | 0 | 0 | 0 | 0 | 0 | 0 | 0 | INERE | 201606
México | Proveedora de Electricidad de Occidente |  | Privado | 19.291 | -102.7738 | Jilotlán de Dolores |  | Jalisco |  |  | 19 | 19 | Hidroeléctrica | Hidroeléctrica | 0 | 0 | 0 | 0 | 19 | 0 | 0 | 0 | 0 | 0 | 0 | 0 | INERE | 201606
México | Mexicana de Hidroelectricidad Mexhidro |  | Privado | 18.7015 | -100.6699 | Cutzamala de Pinzón |  | Guerrero |  |  | 30 | 30 | Hidroeléctrica | Hidroeléctrica | 0 | 0 | 0 | 0 | 30 | 0 | 0 | 0 | 0 | 0 | 0 | 0 | INERE | 201606
México | Compañía de Energía Mexicana |  | Privado | 19.958 | -97.4453 | Hueyapan |  | Puebla |  |  | 36 | 36 | Hidroeléctrica | Hidroeléctrica | 0 | 0 | 0 | 0 | 36 | 0 | 0 | 0 | 0 | 0 | 0 | 0 | INERE | 201606
México | Ingenio Adolfo López Mateos |  | Privado | 18.0502 | -96.1527 | Tuxtepec |  | Oaxaca |  |  | 13.5 | 13.5 | Biomasa | Biomasa | 0 | 0 | 0 | 0 | 0 | 0 | 0 | 0 | 0 | 0 | 13.5 | 0 | INERE | 201606
México | Aszuremex |  | Privado | 17.4559 | -91.42 | Tenosique |  | Tabasco |  |  | 2.5 | 2.5 | Biomasa | Biomasa | 0 | 0 | 0 | 0 | 0 | 0 | 0 | 0 | 0 | 0 | 2.5 | 0 | INERE | 201606
México | Atlatec |  | Privado | 20.5959 | -100.4716 | Santiago de Querétaro |  | Querétaro |  |  | 1.1 | 1.1 | Biomasa | Biomasa | 0 | 0 | 0 | 0 | 0 | 0 | 0 | 0 | 0 | 0 | 1.1 | 0 | INERE | 201606
México | Atlatec, Planta El Ahogado |  | Privado | 20.5055 | -103.2596 | Tlajomulco De Zuñiga |  | Jalisco |  |  | 2.9 | 2.9 | Biomasa | Biomasa | 0 | 0 | 0 | 0 | 0 | 0 | 0 | 0 | 0 | 0 | 2.9 | 0 | INERE | 201606
México | Azucarera del Rio Guayalejo |  | Privado | 22.939 | -99.017 | Xicoténcatl |  | Tamaulipas |  |  | 7.5 | 7.5 | Biomasa | Biomasa | 0 | 0 | 0 | 0 | 0 | 0 | 0 | 0 | 0 | 0 | 7.5 | 0 | INERE | 201606
México | Azucarera Independencia |  | Privado | 20.0592 | -97.0476 | Martínez de La Torre |  | Veracruz |  |  | 9.6 | 9.6 | Biomasa | Biomasa | 0 | 0 | 0 | 0 | 0 | 0 | 0 | 0 | 0 | 0 | 9.6 | 0 | INERE | 201606
México | Azucarera La Fé |  | Privado | 16.2767 | -92.4541 | Venustiano Carranza |  | Chiapas |  |  | 13.1 | 13.1 | Biomasa | Biomasa | 0 | 0 | 0 | 0 | 0 | 0 | 0 | 0 | 0 | 0 | 13.1 | 0 | INERE | 201606
México | Azucarera Los Mochis |  | Privado | 25.7854 | -109.0018 | Los Mochis |  | Sinaloa |  |  | 14 | 14 | Biomasa | Biomasa | 0 | 0 | 0 | 0 | 0 | 0 | 0 | 0 | 0 | 0 | 14 | 0 | INERE | 201606
México | Bio Pappel, Atenquique |  | Privado | 19.5268 | -103.4368 | Tuxpan |  | Jalisco |  |  | 15.5 | 15.5 | Biomasa | Biomasa | 0 | 0 | 0 | 0 | 0 | 0 | 0 | 0 | 0 | 0 | 15.5 | 0 | INERE | 201606
México | Bioenergía de Nuevo León |  | Privado | 25.852 | -100.2956 | Salinas Victoria |  | Nuevo León |  |  | 17 | 17 | Biomasa | Biomasa | 0 | 0 | 0 | 0 | 0 | 0 | 0 | 0 | 0 | 0 | 17 | 0 | INERE | 201606
México | Bsm Energía de Veracruz |  | Privado | 18.6063 | -96.6858 | Tezonapa |  | Veracruz |  |  | 12.8 | 12.8 | Biomasa | Biomasa | 0 | 0 | 0 | 0 | 0 | 0 | 0 | 0 | 0 | 0 | 12.8 | 0 | INERE | 201606
México | Central Motzorongo |  | Privado | 18.6421 | -96.7292 | Tesonapa |  | Veracruz |  |  | 20 | 20 | Biomasa | Biomasa | 0 | 0 | 0 | 0 | 0 | 0 | 0 | 0 | 0 | 0 | 20 | 0 | INERE | 201606
México | Azucarera La Concepción |  | Privado | 19.6062 | -96.8993 | Jiotepec |  | Veracruz |  |  | 4.2 | 4.2 | Biomasa | Biomasa | 0 | 0 | 0 | 0 | 0 | 0 | 0 | 0 | 0 | 0 | 4.2 | 0 | INERE | 201606
México | Compañía Industrial Azucarera |  | Privado | 18.1612 | -95.1866 | Lerdo de Tejada |  | Veracruz |  |  | 5.5 | 5.5 | Biomasa | Biomasa | 0 | 0 | 0 | 0 | 0 | 0 | 0 | 0 | 0 | 0 | 5.5 | 0 | INERE | 201606
México | Cuenca del Papaloapan |  | Privado | 18.3734 | -95.7425 | Carlos A. Carrillo |  | Veracruz |  |  | 24.2 | 24.2 | Biomasa | Biomasa | 0 | 0 | 0 | 0 | 0 | 0 | 0 | 0 | 0 | 0 | 24.2 | 0 | INERE | 201606
México | Ecosys III |  | Privado | 21.0762 | -101.7327 | León |  | Guanajuato |  |  | 1.7 | 1.7 | Biomasa | Biomasa | 0 | 0 | 0 | 0 | 0 | 0 | 0 | 0 | 0 | 0 | 1.7 | 0 | INERE | 201606
México | El Dorado |  | Privado | 24.3196 | -107.3684 | Culiacán |  | Sinaloa |  |  | 9.6 | 9.6 | Biomasa | Biomasa | 0 | 0 | 0 | 0 | 0 | 0 | 0 | 0 | 0 | 0 | 9.6 | 0 | INERE | 201606
México | Ingenio Emiliano Zapata |  | Privado | 18.6541 | -99.1873 | Zacatepec |  | Morelos |  |  | 8.6 | 8.6 | Biomasa | Biomasa | 0 | 0 | 0 | 0 | 0 | 0 | 0 | 0 | 0 | 0 | 8.6 | 0 | INERE | 201606
México | Fomento Azucarero del Golfo |  | Privado | 22.0179 | -98.1801 | Pánuco |  | Veracruz |  |  | 8 | 8 | Biomasa | Biomasa | 0 | 0 | 0 | 0 | 0 | 0 | 0 | 0 | 0 | 0 | 8 | 0 | INERE | 201606
México | Ingenio Alianza Popular |  | Privado | 21.9209 | -99.3924 | Tamasopo |  | San Luis Potosí |  |  | 6.4 | 6.4 | Biomasa | Biomasa | 0 | 0 | 0 | 0 | 0 | 0 | 0 | 0 | 0 | 0 | 6.4 | 0 | INERE | 201606
México | Ingenio Benito Juárez |  | Privado | 18.0053 | -93.5875 | H. Cárdenas |  | Tabasco |  |  | 14 | 14 | Biomasa | Biomasa | 0 | 0 | 0 | 0 | 0 | 0 | 0 | 0 | 0 | 0 | 14 | 0 | INERE | 201606
México | Ingenio Casasano |  | Privado | 18.8499 | -98.9633 | Cuautla |  | Morelos |  |  | 3.4 | 3.4 | Biomasa | Biomasa | 0 | 0 | 0 | 0 | 0 | 0 | 0 | 0 | 0 | 0 | 3.4 | 0 | INERE | 201606
México | Ingenio de Atencingo |  | Privado | 18.5113 | -98.6078 | Atencingo |  | Puebla |  |  | 15 | 15 | Biomasa | Biomasa | 0 | 0 | 0 | 0 | 0 | 0 | 0 | 0 | 0 | 0 | 15 | 0 | INERE | 201606
México | Ingenio El Carmen |  | Privado | 18.8727 | -97.024 | Córdoba |  | Veracruz |  |  | 6.8 | 6.8 | Biomasa | Biomasa | 0 | 0 | 0 | 0 | 0 | 0 | 0 | 0 | 0 | 0 | 6.8 | 0 | INERE | 201606
México | Ingenio El Higo |  | Privado | 21.7739 | -98.4543 | El Higo |  | Veracruz |  |  | 21.8 | 21.8 | Biomasa | Biomasa | 0 | 0 | 0 | 0 | 0 | 0 | 0 | 0 | 0 | 0 | 21.8 | 0 | INERE | 201606
México | Ingenio El Mante |  | Privado | 22.7266 | -98.98 | Ciudad Mante |  | Tamaulipas |  |  | 5.8 | 5.8 | Biomasa | Biomasa | 0 | 0 | 0 | 0 | 0 | 0 | 0 | 0 | 0 | 0 | 5.8 | 0 | INERE | 201606
México | Ingenio El Modelo |  | Privado | 19.3772 | -96.3704 | La Antigua |  | Veracruz |  |  | 9 | 9 | Biomasa | Biomasa | 0 | 0 | 0 | 0 | 0 | 0 | 0 | 0 | 0 | 0 | 9 | 0 | INERE | 201606
México | Ingenio El Molino |  | Privado | 21.5013 | -104.8875 | Tepic |  | Nayarit |  |  | 10 | 10 | Biomasa | Biomasa | 0 | 0 | 0 | 0 | 0 | 0 | 0 | 0 | 0 | 0 | 10 | 0 | INERE | 201606
México | Ingenio El Potrero |  | Privado | 18.8976 | -96.7922 | Atoyac |  | Veracruz |  |  | 10 | 10 | Biomasa | Biomasa | 0 | 0 | 0 | 0 | 0 | 0 | 0 | 0 | 0 | 0 | 10 | 0 | INERE | 201606
México | Ingenio El Refugio |  | Privado | 18.5866 | -96.6583 | Motzorongo |  | Veracruz |  |  | 4 | 4 | Biomasa | Biomasa | 0 | 0 | 0 | 0 | 0 | 0 | 0 | 0 | 0 | 0 | 4 | 0 | INERE | 201606
México | Ingenio La Gloria |  | Privado | 19.4281 | -96.4006 | Ursulo Galván |  | Veracruz |  |  | 21.5 | 21.5 | Biomasa | Biomasa | 0 | 0 | 0 | 0 | 0 | 0 | 0 | 0 | 0 | 0 | 21.5 | 0 | INERE | 201606
México | Ingenio La Margarita |  | Privado | 18.5113 | -96.5426 | Acatlán de Perez |  | Oaxaca |  |  | 7.3 | 7.3 | Biomasa | Biomasa | 0 | 0 | 0 | 0 | 0 | 0 | 0 | 0 | 0 | 0 | 7.3 | 0 | INERE | 201606
México | Ingenio La Providencia |  | Privado | 18.7506 | -96.7715 | Cuichapa |  | Veracruz |  |  | 7 | 7 | Biomasa | Biomasa | 0 | 0 | 0 | 0 | 0 | 0 | 0 | 0 | 0 | 0 | 7 | 0 | INERE | 201606
México | Ingenio Lázaro Cárdenas |  | Privado | 19.3298 | -101.9139 | Taretan |  | Michoacán |  |  | 5.5 | 5.5 | Biomasa | Biomasa | 0 | 0 | 0 | 0 | 0 | 0 | 0 | 0 | 0 | 0 | 5.5 | 0 | INERE | 201606
México | Ingenio Mahuixtlan |  | Privado | 19.4549 | -96.9586 | Mahuixtlan |  | Veracruz |  |  | 3.3 | 3.3 | Biomasa | Biomasa | 0 | 0 | 0 | 0 | 0 | 0 | 0 | 0 | 0 | 0 | 3.3 | 0 | INERE | 201606
México | Ingenio Melchor Ocampo |  | Privado | 19.7854 | -104.2372 | Autlán de Navarro |  | Jalisco |  |  | 6.1 | 6.1 | Biomasa | Biomasa | 0 | 0 | 0 | 0 | 0 | 0 | 0 | 0 | 0 | 0 | 6.1 | 0 | INERE | 201606
México | Ingenio Nuevo San Francisco |  | Privado | 18.6372 | -95.5189 | Lerdo de Tejada |  | Veracruz |  |  | 6.5 | 6.5 | Biomasa | Biomasa | 0 | 0 | 0 | 0 | 0 | 0 | 0 | 0 | 0 | 0 | 6.5 | 0 | INERE | 201606
México | Ingenio Plan De Ayala |  | Privado | 21.9861 | -98.9587 | Valles |  | San Luis Potosí |  |  | 16 | 16 | Biomasa | Biomasa | 0 | 0 | 0 | 0 | 0 | 0 | 0 | 0 | 0 | 0 | 16 | 0 | INERE | 201606
México | Ingenio Plan De San Luis |  | Privado | 21.9946 | -99.0111 | Ciudad Valles |  | San Luis Potosí |  |  | 9 | 9 | Biomasa | Biomasa | 0 | 0 | 0 | 0 | 0 | 0 | 0 | 0 | 0 | 0 | 9 | 0 | INERE | 201606
México | Ingenio Quesería |  | Privado | 19.3883 | -103.5731 | Cuautemoc |  | Colima |  |  | 5.5 | 5.5 | Biomasa | Biomasa | 0 | 0 | 0 | 0 | 0 | 0 | 0 | 0 | 0 | 0 | 5.5 | 0 | INERE | 201606
México | Ingenio San Francisco Ameca |  | Privado | 20.5442 | -104.0531 | Ameca |  | Jalisco |  |  | 4.5 | 4.5 | Biomasa | Biomasa | 0 | 0 | 0 | 0 | 0 | 0 | 0 | 0 | 0 | 0 | 4.5 | 0 | INERE | 201606
México | Ingenio San José de Abajo |  | Privado | 18.7742 | -96.7785 | Cuitláhuac |  | Veracruz |  |  | 8 | 8 | Biomasa | Biomasa | 0 | 0 | 0 | 0 | 0 | 0 | 0 | 0 | 0 | 0 | 8 | 0 | INERE | 201606
México | Ingenio San Miguel del Naranjo |  | Privado | 22.5322 | -99.3354 | El Naranjo |  | San Luis Potosí |  |  | 49.3 | 49.3 | Biomasa | Biomasa | 0 | 0 | 0 | 0 | 0 | 0 | 0 | 0 | 0 | 0 | 49.3 | 0 | INERE | 201606
México | Ingenio San Miguelito |  | Privado | 18.864 | -96.9168 | Córdoba |  | Veracruz |  |  | 5.2 | 5.2 | Biomasa | Biomasa | 0 | 0 | 0 | 0 | 0 | 0 | 0 | 0 | 0 | 0 | 5.2 | 0 | INERE | 201606
México | Ingenio San Nicolás |  | Privado | 17.9461 | -94.2827 | Cuichapa |  | Veracruz |  |  | 14 | 14 | Biomasa | Biomasa | 0 | 0 | 0 | 0 | 0 | 0 | 0 | 0 | 0 | 0 | 14 | 0 | INERE | 201606
México | Ingenio San Pedro |  | Privado | 18.6096 | -95.5285 | Lerdo de Tejada |  | Veracruz |  |  | 10 | 10 | Biomasa | Biomasa | 0 | 0 | 0 | 0 | 0 | 0 | 0 | 0 | 0 | 0 | 10 | 0 | INERE | 201606
México | Ingenio San Rafael de Pucte |  | Privado | 18.2782 | -88.683 | Othón P. Blanco |  | Quintana Roo |  |  | 9 | 9 | Biomasa | Biomasa | 0 | 0 | 0 | 0 | 0 | 0 | 0 | 0 | 0 | 0 | 9 | 0 | INERE | 201606
México | Ingenio Santa Clara |  | Privado | 19.6398 | -102.492 | Tocumbo |  | Michoacán |  |  | 9.1 | 9.1 | Biomasa | Biomasa | 0 | 0 | 0 | 0 | 0 | 0 | 0 | 0 | 0 | 0 | 9.1 | 0 | INERE | 201606
México | Ingenio Tala |  | Privado | 20.6693 | -103.7183 | Tala |  | Jalisco |  |  | 12 | 12 | Biomasa | Biomasa | 0 | 0 | 0 | 0 | 0 | 0 | 0 | 0 | 0 | 0 | 12 | 0 | INERE | 201606
México | Ingenio Tres Valles |  | Privado | 18.2648 | -96.1624 | Tres Valles |  | Veracruz |  |  | 12 | 12 | Biomasa | Biomasa | 0 | 0 | 0 | 0 | 0 | 0 | 0 | 0 | 0 | 0 | 12 | 0 | INERE | 201606
México | Kimberly-Clark de México |  | Privado | 18.863 | -97.0677 | Ixtaczoquitlán |  | Veracruz |  |  | 10 | 10 | Biomasa | Biomasa | 0 | 0 | 0 | 0 | 0 | 0 | 0 | 0 | 0 | 0 | 10 | 0 | INERE | 201606
México | Piasa Coogeneracion |  | Privado | 18.2583 | -96.1546 | Tres Valles |  | Veracruz |  |  | 40 | 40 | Biomasa | Biomasa | 0 | 0 | 0 | 0 | 0 | 0 | 0 | 0 | 0 | 0 | 40 | 0 | INERE | 201606
México | Planta Dulces Nombres |  | Privado | 25.739 | -100.0675 | Pesquería |  | Nuevo León |  |  | 9.2 | 9.2 | Biomasa | Biomasa | 0 | 0 | 0 | 0 | 0 | 0 | 0 | 0 | 0 | 0 | 9.2 | 0 | INERE | 201606
México | Planta Norte (Gob. de Nuevo León) |  | Privado | 25.7994 | -100.2905 | San Nicolás de Los Garza |  | Nuevo León |  |  | 1.6 | 1.6 | Biomasa | Biomasa | 0 | 0 | 0 | 0 | 0 | 0 | 0 | 0 | 0 | 0 | 1.6 | 0 | INERE | 201606
México | Prozucar |  | Privado | 24.7657 | -107.7018 | Navolato |  | Sinaloa |  |  | 7 | 7 | Biomasa | Biomasa | 0 | 0 | 0 | 0 | 0 | 0 | 0 | 0 | 0 | 0 | 7 | 0 | INERE | 201606
México | Santa Rosalía |  | Privado | 18.0899 | -93.3562 | Cárdenas |  | Tabasco |  |  | 25.2 | 25.2 | Biomasa | Biomasa | 0 | 0 | 0 | 0 | 0 | 0 | 0 | 0 | 0 | 0 | 25.2 | 0 | INERE | 201606
México | Energía Verde de Aguascalientes |  | Privado | 21.9661 | -102.2129 | Aguascalientes |  | Aguascalientes |  |  | 3.2 | 3.2 | Biomasa | Biomasa | 0 | 0 | 0 | 0 | 0 | 0 | 0 | 0 | 0 | 0 | 3.2 | 0 | INERE | 201606
México | Tala Electric |  | Privado | 20.667 | -103.7224 | Tala |  | Jalisco |  |  | 25 | 25 | Biomasa | Biomasa | 0 | 0 | 0 | 0 | 0 | 0 | 0 | 0 | 0 | 0 | 25 | 0 | INERE | 201606
México | Tamazula |  | Privado | 19.6844 | -103.2444 | Tamazula de Gordiano |  | Jalisco |  |  | 10.5 | 10.5 | Biomasa | Biomasa | 0 | 0 | 0 | 0 | 0 | 0 | 0 | 0 | 0 | 0 | 10.5 | 0 | INERE | 201606
México | Energía Eléctrica de Juárez |  | Privado | 31.5554 | -106.486 | Juárez |  | Chihuahua |  |  | 6.4 | 6.4 | Biomasa | Biomasa | 0 | 0 | 0 | 0 | 0 | 0 | 0 | 0 | 0 | 0 | 6.4 | 0 | INERE | 201606
México | Autoabastecimiento Renovable |  | Privado | 21.9083 | -102.2709 | Aguascalientes |  | Aguascalientes |  |  | 3.8 | 3.8 | Solar | Solar | 0 | 0 | 0 | 0 | 0 | 0 | 0 | 3.8 | 0 | 0 | 0 | 0 | INERE | 201606
México | Eólica de Arriaga |  | Privado | 16.185 | -93.9396 | Arriaga |  | Chiapas |  |  | 28.8 | 28.8 | Eólica | Eólica | 0 | 0 | 0 | 0 | 0 | 0 | 0 | 0 | 28.8 | 0 | 0 | 0 | INERE | 201606
México | Bii Nee Stipa I |  | Privado | 16.4842 | -94.9945 | El Espinal |  | Oaxaca |  |  | 26.4 | 26.4 | Eólica | Eólica | 0 | 0 | 0 | 0 | 0 | 0 | 0 | 0 | 26.4 | 0 | 0 | 0 | INERE | 201606
México | Eólicos Mexicanos de Oaxaca I |  | Privado | 16.546 | -94.8285 | Juchitán de Zaragoza |  | Oaxaca |  |  | 90 | 90 | Eólica | Eólica | 0 | 0 | 0 | 0 | 0 | 0 | 0 | 0 | 90 | 0 | 0 | 0 | INERE | 201606
México | Eléctrica del Valle de México |  | Privado | 16.5372 | -94.9916 | Ixtaltepec |  | Oaxaca |  |  | 67.5 | 67.5 | Eólica | Eólica | 0 | 0 | 0 | 0 | 0 | 0 | 0 | 0 | 67.5 | 0 | 0 | 0 | INERE | 201606
México | Eurus | Eurus, S. A. P. I. De C. V. | Privado | 16.4853 | -94.9484 | Juchitán de Zaragoza |  | Oaxaca |  |  | 250.5 | 250.5 | Eólica | Eólica | 0 | 0 | 0 | 0 | 0 | 0 | 0 | 0 | 250.5 | 0 | 0 | 0 | INERE | 201606
México | Fuerza Eólica del Istmo |  | Privado | 16.5863 | -95.0016 | Ixtaltepec |  | Oaxaca |  |  | 80 | 80 | Eólica | Eólica | 0 | 0 | 0 | 0 | 0 | 0 | 0 | 0 | 80 | 0 | 0 | 0 | INERE | 201606
México | Instituto de Investigaciones Eléctricas |  | Privado | 16.5456 | -94.9634 | Juchitán de Zaragoza |  | Oaxaca |  |  | 5 | 5 | Eólica | Eólica | 0 | 0 | 0 | 0 | 0 | 0 | 0 | 0 | 5 | 0 | 0 | 0 | INERE | 201606
México | Municipio de Mexicali |  | Privado | 32.4978 | -116.0898 | Mexicali |  | Baja California |  |  | 10 | 10 | Eólica | Eólica | 0 | 0 | 0 | 0 | 0 | 0 | 0 | 0 | 10 | 0 | 0 | 0 | INERE | 201606
México | Parques Ecológicos de México |  | Privado | 16.5283 | -94.9326 | Juchitán de Zaragoza |  | Oaxaca |  |  | 101.9 | 101.9 | Eólica | Eólica | 0 | 0 | 0 | 0 | 0 | 0 | 0 | 0 | 101.9 | 0 | 0 | 0 | INERE | 201606
México | Stipa Nayaa (Bii Nee Stipa II) |  | Privado | 16.496 | -95 | El Espinal |  | Oaxaca |  |  | 74 | 74 | Eólica | Eólica | 0 | 0 | 0 | 0 | 0 | 0 | 0 | 0 | 74 | 0 | 0 | 0 | INERE | 201606
México | Destilería del Golfo |  | Privado | 18.9114 | -96.7786 | Atoyac |  | Veracruz |  |  | 8 | 8 | Biomasa | Biomasa | 0 | 0 | 0 | 0 | 0 | 0 | 0 | 0 | 0 | 0 | 8 | 0 | INERE | 201606
México | Huixtla Energía |  | Privado | 15.089 | -92.4963 | Huixtla |  | Chiapas |  |  | 12 | 12 | Biomasa | Biomasa | 0 | 0 | 0 | 0 | 0 | 0 | 0 | 0 | 0 | 0 | 12 | 0 | INERE | 201606
México | Eólica Santa Catarina |  | Privado | 25.6907 | -100.6221 | Santa Catarina |  | Nuevo León |  |  | 22 | 22 | Eólica | Eólica | 0 | 0 | 0 | 0 | 0 | 0 | 0 | 0 | 22 | 0 | 0 | 0 | INERE | 201606
México | Eólica Zopiloapan (Bii Nee Stipa III) |  | Privado | 16.4448 | -95.0588 | El Espinal |  | Oaxaca |  |  | 70 | 70 | Eólica | Eólica | 0 | 0 | 0 | 0 | 0 | 0 | 0 | 0 | 70 | 0 | 0 | 0 | INERE | 201606
México | Eoliatec del Istmo | Eoliatec Del Istmo, S. A. P. I. De C. V. | Privado | 16.4406 | -94.9912 | Juchitán De Zaragoza |  | Oaxaca |  |  | 164 | 164 | Eólica | Eólica | 0 | 0 | 0 | 0 | 0 | 0 | 0 | 0 | 164 | 0 | 0 | 0 | INERE | 201606
Canadá | Robert-Bourassa | Hydro-Québec | Hydro-Québec | 53.7818 | -77.5305 | La Grande |  | Quebec |  |  | 5616 | 5616 | Hidroeléctrica | Hidroeléctrica | 0 | 0 | 0 | 0 | 5616 | 0 | 0 | 0 | 0 | 0 | 0 | 0 | Hydro Québec | 201601
Canadá | Churchill Falls |  | Churchill Falls (Labrador) Corporation Ltd. (Subsidiary of Newfoundland Labrador Hydro) | 53.5294 | -63.9651 | Churchill Falls |  | Newfoundland and Labrador |  |  | 5428 | 5428 | Hidroeléctrica | Hidroeléctrica | 0 | 0 | 0 | 0 | 5428 | 0 | 0 | 0 | 0 | 0 | 0 | 0 | Hydro Québec | 201606
Canadá | La Grande-4 | Hydro-Québec | Hydro-Québec | 53.8864 | -73.466 | La Grande |  | Quebec |  |  | 2779 | 2779 | Hidroeléctrica | Hidroeléctrica | 0 | 0 | 0 | 0 | 2779 | 0 | 0 | 0 | 0 | 0 | 0 | 0 | Hydro Québec | 201601
Canadá | G.M. Shrum | BC Hydro | BC Hydro | 56.0148 | -122.1957 | Peace River |  | British Columbia |  |  | 2730 | 2730 | Hidroeléctrica | Hidroeléctrica | 0 | 0 | 0 | 0 | 2730 | 0 | 0 | 0 | 0 | 0 | 0 | 0 | BC Hydro | 201606
Canadá | Revelstoke | BC Hydro | BC Hydro | 51.0486 | -118.1939 | Columbia River |  | British Columbia |  |  | 2480 | 2480 | Hidroeléctrica | Hidroeléctrica | 0 | 0 | 0 | 0 | 2480 | 0 | 0 | 0 | 0 | 0 | 0 | 0 | BC Hydro | 201606
Canadá | La Grande-3 | Hydro-Québec | Hydro-Québec | 53.7272 | -75.9873 | La Grande |  | Quebec |  |  | 2417 | 2417 | Hidroeléctrica | Hidroeléctrica | 0 | 0 | 0 | 0 | 2417 | 0 | 0 | 0 | 0 | 0 | 0 | 0 | Hydro Québec | 201601
Canadá | La Grande-2-A | Hydro-Québec | Hydro-Québec | 53.781 | -77.5315 | La Grande |  | Quebec |  |  | 2106 | 2106 | Hidroeléctrica | Hidroeléctrica | 0 | 0 | 0 | 0 | 2106 | 0 | 0 | 0 | 0 | 0 | 0 | 0 | Hydro Québec | 201601
Canadá | Beauharnois | Hydro-Québec | Hydro-Québec | 45.3141 | -73.9088 | Fleuve Saint-Laurent |  | Quebec |  |  | 1853 | 1853 | Hidroeléctrica | Hidroeléctrica | 0 | 0 | 0 | 0 | 1853 | 0 | 0 | 0 | 0 | 0 | 0 | 0 | Hydro Québec | 201601
Canadá | Mica | BC Hydro | BC Hydro | 52.0759 | -118.5705 | Columbia River |  | British Columbia |  |  | 1805 | 1805 | Hidroeléctrica | Hidroeléctrica | 0 | 0 | 0 | 0 | 1805 | 0 | 0 | 0 | 0 | 0 | 0 | 0 | BC Hydro | 201606
Canadá | Manic-5 | Hydro-Québec | Hydro-Québec | 50.6402 | -68.7264 | Manicouagan |  | Quebec |  |  | 1596 | 1596 | Hidroeléctrica | Hidroeléctrica | 0 | 0 | 0 | 0 | 1596 | 0 | 0 | 0 | 0 | 0 | 0 | 0 | Hydro Québec | 201601
Canadá | Sir Adam Beck 2 |  | Ontario Power Generation Inc | 43.1456 | -79.0436 | Niagara Falls |  | Ontario |  |  | 1499 | 1499 | Hidroeléctrica | Hidroeléctrica | 0 | 0 | 0 | 0 | 1499 | 0 | 0 | 0 | 0 | 0 | 0 | 0 | OPG | 201606
Canadá | La Grande-1 | Hydro-Québec | Hydro-Québec | 53.7323 | -78.5712 | La Grande |  | Quebec |  |  | 1436 | 1436 | Hidroeléctrica | Hidroeléctrica | 0 | 0 | 0 | 0 | 1436 | 0 | 0 | 0 | 0 | 0 | 0 | 0 | Hydro Québec | 201601
Canadá | Limestone |  | Manitoba Hydro | 56.5075 | -94.1097 | Gillam |  | Manitoba |  |  | 1340 | 1340 | Hidroeléctrica | Hidroeléctrica | 0 | 0 | 0 | 0 | 1340 | 0 | 0 | 0 | 0 | 0 | 0 | 0 | MB Hydro | 201606
Canadá | René-Lévesque (Manic-3) | Hydro-Québec | Hydro-Québec | 49.7408 | -68.5945 | Manicouagan |  | Quebec |  |  | 1326 | 1326 | Hidroeléctrica | Hidroeléctrica | 0 | 0 | 0 | 0 | 1326 | 0 | 0 | 0 | 0 | 0 | 0 | 0 | Hydro Québec | 201601
Canadá | Jean-Lesage (Manic-2) | Hydro-Québec | Hydro-Québec | 49.3213 | -68.3467 | Manicouagan |  | Quebec |  |  | 1229 | 1229 | Hidroeléctrica | Hidroeléctrica | 0 | 0 | 0 | 0 | 1229 | 0 | 0 | 0 | 0 | 0 | 0 | 0 | Hydro Québec | 201601
Canadá | Kettle |  | Manitoba Hydro | 56.3817 | -94.6346 | Gillam |  | Manitoba |  |  | 1220 | 1220 | Hidroeléctrica | Hidroeléctrica | 0 | 0 | 0 | 0 | 1220 | 0 | 0 | 0 | 0 | 0 | 0 | 0 | MB Hydro | 201606
Canadá | Bersimis-1 | Hydro-Québec | Hydro-Québec | 49.2947 | -69.5514 | Betsiamites |  | Quebec |  |  | 1178 | 1178 | Hidroeléctrica | Hidroeléctrica | 0 | 0 | 0 | 0 | 1178 | 0 | 0 | 0 | 0 | 0 | 0 | 0 | Hydro Québec | 201601
Canadá | Manic-5-PA | Hydro-Québec | Hydro-Québec | 50.6402 | -68.7304 | Manicouagan |  | Quebec |  |  | 1064 | 1064 | Hidroeléctrica | Hidroeléctrica | 0 | 0 | 0 | 0 | 1064 | 0 | 0 | 0 | 0 | 0 | 0 | 0 | Hydro Québec | 201601
Canadá | Robert H Saunders |  | Ontario Power Generation Inc | 45.0064 | -74.795 | Cornwall |  | Ontario |  |  | 1045 | 1045 | Hidroeléctrica | Hidroeléctrica | 0 | 0 | 0 | 0 | 1045 | 0 | 0 | 0 | 0 | 0 | 0 | 0 | OPG | 201606
Canadá | Outardes-3 | Hydro-Québec | Hydro-Québec | 49.5579 | -68.7237 | Aux Outardes |  | Quebec |  |  | 1026 | 1026 | Hidroeléctrica | Hidroeléctrica | 0 | 0 | 0 | 0 | 1026 | 0 | 0 | 0 | 0 | 0 | 0 | 0 | Hydro Québec | 201601
Canadá | Long Spruce |  | Manitoba Hydro | 56.3978 | -94.3687 | Gillam |  | Manitoba |  |  | 1010 | 1010 | Hidroeléctrica | Hidroeléctrica | 0 | 0 | 0 | 0 | 1010 | 0 | 0 | 0 | 0 | 0 | 0 | 0 | MB Hydro | 201606
Canadá | Kemano |  | Alcan Primary Metal | 53.5632 | -127.9426 | Kemano |  | British Columbia |  |  | 1000 | 1000 | Hidroeléctrica | Hidroeléctrica | 0 | 0 | 0 | 0 | 1000 | 0 | 0 | 0 | 0 | 0 | 0 | 0 | BCUC | 201512
Canadá | Shipshaw | Groupe Alcan, Métal Primaire | Groupe Alcan, Métal Primaire | 48.4484 | -71.2148 | Saint Charles de Bourget |  | Quebec |  |  | 959.1 | 959.1 | Hidroeléctrica | Hidroeléctrica | 0 | 0 | 0 | 0 | 959.1 | 0 | 0 | 0 | 0 | 0 | 0 | 0 | MERN | 201606
Canadá | Sainte-Marguerite-3 | Hydroelectric | Hydro-Québec | 50.7128 | -66.7814 | Sainte-Marguerite |  | Quebec |  |  | 882 | 882 | Hidroeléctrica | Hidroeléctrica | 0 | 0 | 0 | 0 | 882 | 0 | 0 | 0 | 0 | 0 | 0 | 0 | Hydro Québec | 201601
Canadá | Laforge-1 | Hydro-Québec | Hydro-Québec | 54.1693 | -72.6146 | La Grande |  | Quebec |  |  | 878 | 878 | Hidroeléctrica | Hidroeléctrica | 0 | 0 | 0 | 0 | 878 | 0 | 0 | 0 | 0 | 0 | 0 | 0 | Hydro Québec | 201601
Canadá | Bersimis-2 | Hydro-Québec | Hydro-Québec | 49.1754 | -69.2263 | Betsiamites |  | Quebec |  |  | 869 | 869 | Hidroeléctrica | Hidroeléctrica | 0 | 0 | 0 | 0 | 869 | 0 | 0 | 0 | 0 | 0 | 0 | 0 | Hydro Québec | 201601
Canadá | Chute-des-Passes | Rio Tinto Alcan | Rio Tinto Alcan | 49.8374 | -71.1665 | Mont Valin |  | Quebec |  |  | 854.4 | 854.4 | Hidroeléctrica | Hidroeléctrica | 0 | 0 | 0 | 0 | 854.4 | 0 | 0 | 0 | 0 | 0 | 0 | 0 | MERN | 201606
Canadá | Seven Mile | BC Hydro | BC Hydro | 49.0302 | -117.5041 | Pend D'Oreille River |  | British Columbia |  |  | 805 | 805 | Hidroeléctrica | Hidroeléctrica | 0 | 0 | 0 | 0 | 805 | 0 | 0 | 0 | 0 | 0 | 0 | 0 | BC Hydro | 201606
Canadá | Outardes-4 | Hydro-Québec | Hydro-Québec | 49.7037 | -68.9038 | Aux Outardes |  | Quebec |  |  | 785 | 785 | Hidroeléctrica | Hidroeléctrica | 0 | 0 | 0 | 0 | 785 | 0 | 0 | 0 | 0 | 0 | 0 | 0 | Hydro Québec | 201601
Canadá | Waneta | BC Hydro (33%) | Teck Metals Ltd. | 49.0041 | -117.6129 | Pend D'Oreille River |  | British Columbia |  |  | 770 | 770 | Hidroeléctrica | Hidroeléctrica | 0 | 0 | 0 | 0 | 770 | 0 | 0 | 0 | 0 | 0 | 0 | 0 | BC Hydro | 201512
Canadá | Eastmain-1-A | Hydro-Québec | Hydro-Québec | 52.1793 | -76.0418 | La Grande |  | Quebec |  |  | 768 | 768 | Hidroeléctrica | Hidroeléctrica | 0 | 0 | 0 | 0 | 768 | 0 | 0 | 0 | 0 | 0 | 0 | 0 | Hydro Québec | 201601
Canadá | Carillon | Hydro-Québec | Hydro-Québec | 45.5687 | -74.383 | Outaouais |  | Quebec |  |  | 753 | 753 | Hidroeléctrica | Hidroeléctrica | 0 | 0 | 0 | 0 | 753 | 0 | 0 | 0 | 0 | 0 | 0 | 0 | Hydro Québec | 201601
Canadá | Peace Canyon | BC Hydro | BC Hydro | 55.9826 | -121.995 | Peace River |  | British Columbia |  |  | 694 | 694 | Hidroeléctrica | Hidroeléctrica | 0 | 0 | 0 | 0 | 694 | 0 | 0 | 0 | 0 | 0 | 0 | 0 | BC Hydro | 201606
Canadá | Mactaquac |  | Nb Power Corporation | 45.9551 | -66.8665 | St John River |  | New Brunswick |  |  | 668 | 668 | Hidroeléctrica | Hidroeléctrica | 0 | 0 | 0 | 0 | 668 | 0 | 0 | 0 | 0 | 0 | 0 | 0 | NB Power | 201512
Canadá | Romaine-2 | Hydro-Québec | Hydro-Québec | 50.6246 | -63.1941 | Romaine |  | Quebec |  |  | 640 | 640 | Hidroeléctrica | Hidroeléctrica | 0 | 0 | 0 | 0 | 640 | 0 | 0 | 0 | 0 | 0 | 0 | 0 | Hydro Québec | 201601
Canadá | Bay D'espoir |  | Newfoundland Labrador Hydroelectric Corporation (Nalcor Energy) | 47.9901 | -55.7997 | Victoria and White Bear River |  | Newfoundland and Labrador |  |  | 628 | 628 | Hidroeléctrica | Hidroeléctrica | 0 | 0 | 0 | 0 | 628 | 0 | 0 | 0 | 0 | 0 | 0 | 0 | NL Hydro | 201512
Canadá | Kootenay Canal | BC Hydro | BC Hydro | 49.4533 | -117.5179 | Kootenay River |  | British Columbia |  |  | 570 | 570 | Hidroeléctrica | Hidroeléctrica | 0 | 0 | 0 | 0 | 570 | 0 | 0 | 0 | 0 | 0 | 0 | 0 | BC Hydro | 201606
Canadá | Toulnustouc | Hydro-Québec | Hydro-Québec | 49.9705 | -68.1591 | Manicouagan |  | Quebec |  |  | 526 | 526 | Hidroeléctrica | Hidroeléctrica | 0 | 0 | 0 | 0 | 526 | 0 | 0 | 0 | 0 | 0 | 0 | 0 | Hydro Québec | 201601
Canadá | Outardes-2 | Hydro-Québec | Hydro-Québec | 49.1448 | -68.3894 | Aux Outardes |  | Quebec |  |  | 523 | 523 | Hidroeléctrica | Hidroeléctrica | 0 | 0 | 0 | 0 | 523 | 0 | 0 | 0 | 0 | 0 | 0 | 0 | Hydro Québec | 201601
Canadá | Eastmain-1 | Hydro-Québec | Hydro-Québec | 52.1818 | -76.051 | La Grande |  | Quebec |  |  | 480 | 480 | Hidroeléctrica | Hidroeléctrica | 0 | 0 | 0 | 0 | 480 | 0 | 0 | 0 | 0 | 0 | 0 | 0 | Hydro Québec | 201601
Canadá | Grand Rapids |  | Manitoba Hydro | 53.1588 | -99.2828 | Grand Rapids |  | Manitoba |  |  | 479 | 479 | Hidroeléctrica | Hidroeléctrica | 0 | 0 | 0 | 0 | 479 | 0 | 0 | 0 | 0 | 0 | 0 | 0 | MB Hydro | 201606
Canadá | Brisay | Hydro-Québec | Hydro-Québec | 54.4491 | -70.5121 | La Grande |  | Quebec |  |  | 469 | 469 | Hidroeléctrica | Hidroeléctrica | 0 | 0 | 0 | 0 | 469 | 0 | 0 | 0 | 0 | 0 | 0 | 0 | Hydro Québec | 201601
Canadá | Isle-Maligne | Groupe Alcan, Métal Primaire | Groupe Alcan, Métal Primaire | 48.5771 | -71.6347 | Alma |  | Quebec |  |  | 463.8 | 463.8 | Hidroeléctrica | Hidroeléctrica | 0 | 0 | 0 | 0 | 463.8 | 0 | 0 | 0 | 0 | 0 | 0 | 0 | MERN | 201606
Canadá | Sir Adam Beck 1 |  | Ontario Power Generation Inc | 43.1492 | -79.0443 | Niagara Falls |  | Ontario |  |  | 437 | 437 | Hidroeléctrica | Hidroeléctrica | 0 | 0 | 0 | 0 | 437 | 0 | 0 | 0 | 0 | 0 | 0 | 0 | OPG | 201606
Canadá | Des-Joachims | Ontario Power Generation | Ontario Power Generation | 46.1827 | -77.697 | Laurentian Hills |  | Ontario |  |  | 429 | 429 | Hidroeléctrica | Hidroeléctrica | 0 | 0 | 0 | 0 | 429 | 0 | 0 | 0 | 0 | 0 | 0 | 0 | OPG | 201606
Canadá | Péribonka | Hydro-Québec | Hydro-Québec | 49.5077 | -71.1824 | Péribonka |  | Quebec |  |  | 385 | 385 | Hidroeléctrica | Hidroeléctrica | 0 | 0 | 0 | 0 | 385 | 0 | 0 | 0 | 0 | 0 | 0 | 0 | Hydro Québec | 201601
Canadá | Brazeau | TransAlta | TransAlta | 52.9101 | -115.3754 | Drayton Valley |  | Alberta |  |  | 355 | 355 | Hidroeléctrica | Hidroeléctrica | 0 | 0 | 0 | 0 | 355 | 0 | 0 | 0 | 0 | 0 | 0 | 0 | TransAlta | 201512
Canadá | Abitibi Canyon |  | Ontario Power Generation Inc | 49.8817 | -81.5666 | Cochrane |  | Ontario |  |  | 349 | 349 | Hidroeléctrica | Hidroeléctrica | 0 | 0 | 0 | 0 | 349 | 0 | 0 | 0 | 0 | 0 | 0 | 0 | OPG | 201606
Canadá | Laforge-2 | Hydro-Québec | Hydro-Québec | 54.5909 | -71.2787 | La Grande |  | Quebec |  |  | 319 | 319 | Hidroeléctrica | Hidroeléctrica | 0 | 0 | 0 | 0 | 319 | 0 | 0 | 0 | 0 | 0 | 0 | 0 | Hydro Québec | 201601
Canadá | Chute-du-Diable | Rio Tinto Alcan | Rio Tinto Alcan | 48.7807 | -71.6974 | Sainte Monique |  | Quebec |  |  | 305.8 | 305.8 | Hidroeléctrica | Hidroeléctrica | 0 | 0 | 0 | 0 | 305.8 | 0 | 0 | 0 | 0 | 0 | 0 | 0 | MERN | 201606
Canadá | Trenche | Hydro-Québec | Hydro-Québec | 47.7521 | -72.8783 | Saint-Maurice |  | Quebec |  |  | 302 | 302 | Hidroeléctrica | Hidroeléctrica | 0 | 0 | 0 | 0 | 302 | 0 | 0 | 0 | 0 | 0 | 0 | 0 | Hydro Québec | 201601
Canadá | Lac-Alfred | Enbridge (67.5%) / Edf Energies Nouvelles (20%) / Mrc of La Mitis & Matapedia (12.5%) |  | 48.4194 | -67.7137 | Ste-Irène / La Rédemption / St-Zénon-Lac-Humqui / St-Cléophas / TNO du Lac Alfred / TNO du Lac-à-la- |  | Quebec |  |  | 300 | 300 | Eólica | Eólica | 0 | 0 | 0 | 0 | 0 | 0 | 0 | 0 | 300 | 0 | 0 | 0 | CanWEA | 201512
Canadá | Blackspring Ridge | Edf/Enbridge | Edf/Enbridge | 50.1525 | -112.8226 | Carmangay |  | Alberta |  |  | 298.8 | 298.8 | Eólica | Eólica | 0 | 0 | 0 | 0 | 0 | 0 | 0 | 0 | 298.8 | 0 | 0 | 0 | CanWEA | 201512
Canadá | Bridge River 2 |  |  | 50.7231 | -122.2434 | Bridge River |  | British Columbia |  |  | 298 | 298 | Hidroeléctrica | Hidroeléctrica | 0 | 0 | 0 | 0 | 298 | 0 | 0 | 0 | 0 | 0 | 0 | 0 | BC Hydro | 201606
Canadá | La Tuque | Hydro-Québec | Hydro-Québec | 47.4446 | -72.7987 | Saint-Maurice |  | Quebec |  |  | 294 | 294 | Hidroeléctrica | Hidroeléctrica | 0 | 0 | 0 | 0 | 294 | 0 | 0 | 0 | 0 | 0 | 0 | 0 | Hydro Québec | 201601
Canadá | E B Campbell | Saskatchewan Power Corporation | Saskatchewan Power Corporation | 53.689 | -103.3475 | Saskatchewan River |  | Saskatchewan |  |  | 289 | 289 | Hidroeléctrica | Hidroeléctrica | 0 | 0 | 0 | 0 | 289 | 0 | 0 | 0 | 0 | 0 | 0 | 0 | SaskPower | 201512
Canadá | Lower Notch |  | Ontario Power Generation Inc | 47.1389 | -79.4541 | Cobalt |  | Ontario |  |  | 274 | 274 | Hidroeléctrica | Hidroeléctrica | 0 | 0 | 0 | 0 | 274 | 0 | 0 | 0 | 0 | 0 | 0 | 0 | OPG | 201606
Canadá | Beaumont | Hydro-Québec | Hydro-Québec | 47.5561 | -72.8362 | Saint-Maurice |  | Quebec |  |  | 270 | 270 | Hidroeléctrica | Hidroeléctrica | 0 | 0 | 0 | 0 | 270 | 0 | 0 | 0 | 0 | 0 | 0 | 0 | Hydro Québec | 201601
Canadá | K2 Wind |  |  | 43.9373 | -81.6399 |  |  | Ontario |  |  | 270 | 270 | Eólica | Eólica | 0 | 0 | 0 | 0 | 0 | 0 | 0 | 0 | 270 | 0 | 0 | 0 | CanWEA | 201512
Canadá | Romaine-1 |  |  | 50.3854 | -63.2607 | Romaine |  | Quebec |  |  | 270 | 270 | Hidroeléctrica | Hidroeléctrica | 0 | 0 | 0 | 0 | 270 | 0 | 0 | 0 | 0 | 0 | 0 | 0 | Hydro Québec | 201601
Canadá | South Kent |  | Samsung / Pattern Energy | 42.3495 | -82.1071 | Charing Cross |  | Ontario |  |  | 270 | 270 | Eólica | Eólica | 0 | 0 | 0 | 0 | 0 | 0 | 0 | 0 | 270 | 0 | 0 | 0 | CanWEA | 201512
Canadá | Smoky Falls | Ontario Power Generation | Ontario Power Generation | 50.0609 | -82.1609 | Harmon Township |  | Ontario |  |  | 267 | 267 | Hidroeléctrica | Hidroeléctrica | 0 | 0 | 0 | 0 | 267 | 0 | 0 | 0 | 0 | 0 | 0 | 0 | OPG | 201606
Canadá | Brilliant | Columbia Basin Trust (50%) | Fortisbc | 49.3249 | -117.6207 | Kootenay River |  | British Columbia |  |  | 260 | 260 | Hidroeléctrica | Hidroeléctrica | 0 | 0 | 0 | 0 | 260 | 0 | 0 | 0 | 0 | 0 | 0 | 0 | Columbia Power | 201512
Canadá | Chute-à-la-Savane | Rio Tinto Alcan | Rio Tinto Alcan | 48.7536 | -71.8395 | Sainte Monique |  | Quebec |  |  | 258 | 258 | Hidroeléctrica | Hidroeléctrica | 0 | 0 | 0 | 0 | 258 | 0 | 0 | 0 | 0 | 0 | 0 | 0 | MERN | 201606
Canadá | Nipawin | Saskatchewan Power Corporation | Saskatchewan Power Corporation | 53.321 | -104.0431 | Codette |  | Saskatchewan |  |  | 255 | 255 | Hidroeléctrica | Hidroeléctrica | 0 | 0 | 0 | 0 | 255 | 0 | 0 | 0 | 0 | 0 | 0 | 0 | SaskPower | 201512
Canadá | Kelsey |  | Manitoba Hydro | 56.0405 | -96.5379 | Kelsey |  | Manitoba |  |  | 250 | 250 | Hidroeléctrica | Hidroeléctrica | 0 | 0 | 0 | 0 | 250 | 0 | 0 | 0 | 0 | 0 | 0 | 0 | MB Hydro | 201606
Canadá | Otto Holden | Ontario Power Generation | Ontario Power Generation | 46.3784 | -78.7276 | Mattawan |  | Ontario |  |  | 243 | 243 | Hidroeléctrica | Hidroeléctrica | 0 | 0 | 0 | 0 | 243 | 0 | 0 | 0 | 0 | 0 | 0 | 0 | OPG | 201606
Canadá | Wells | Brookfield | Brookfield | 46.4313 | -83.386 | Wharnclife |  | Ontario |  |  | 239 | 239 | Hidroeléctrica | Hidroeléctrica | 0 | 0 | 0 | 0 | 239 | 0 | 0 | 0 | 0 | 0 | 0 | 0 | IESO Electricity Contracts | 201606
Canadá | McCormick | Société en Commandite Hydroélectrique Manicouagan | Société en Commandite Hydroélectrique Manicouagan | 49.193 | -68.3268 | Manicouagan |  | Quebec |  |  | 235 | 235 | Hidroeléctrica | Hidroeléctrica | 0 | 0 | 0 | 0 | 235 | 0 | 0 | 0 | 0 | 0 | 0 | 0 | Hydro Québec | 201601
Canadá | Kipling | Ontario Power Generation | Ontario Power Generation | 50.1449 | -82.2086 | Harmon Township |  | Ontario |  |  | 232 | 232 | Hidroeléctrica | Hidroeléctrica | 0 | 0 | 0 | 0 | 232 | 0 | 0 | 0 | 0 | 0 | 0 | 0 | OPG | 201606
Canadá | Rocher-de-Grand-Mère | Hydroelectric | Hydro-Québec | 46.6139 | -72.6751 | Saint-Maurice |  | Quebec |  |  | 230 | 230 | Hidroeléctrica | Hidroeléctrica | 0 | 0 | 0 | 0 | 230 | 0 | 0 | 0 | 0 | 0 | 0 | 0 | Hydro Québec | 201601
Canadá | Wreck Cove |  | Nova Scotia Power Inc | 46.5314 | -60.4402 | Cheticamp River |  | Nova Scotia |  |  | 230 | 230 | Hidroeléctrica | Hidroeléctrica | 0 | 0 | 0 | 0 | 230 | 0 | 0 | 0 | 0 | 0 | 0 | 0 | Nova Scotia Power | 201512
Canadá | Paugan | Hydro-Québec | Hydro-Québec | 45.8097 | -75.9309 | Outaouais |  | Quebec |  |  | 226 | 226 | Hidroeléctrica | Hidroeléctrica | 0 | 0 | 0 | 0 | 226 | 0 | 0 | 0 | 0 | 0 | 0 | 0 | Hydro Québec | 201601
Canadá | Twin Falls (Iron Ore) |  | Iron Ore Co. of Canada | 53.4963 | -64.5158 |  |  | Newfoundland and Labrador |  |  | 225 | 225 | Hidroeléctrica | Hidroeléctrica | 0 | 0 | 0 | 0 | 225 | 0 | 0 | 0 | 0 | 0 | 0 | 0 | CIEEDAC | 201512
Canadá | Chute-à-Caron | Groupe Alcan, Métal Primaire | Groupe Alcan, Métal Primaire | 48.4506 | -71.2536 | Jonquiere |  | Quebec |  |  | 224 | 224 | Hidroeléctrica | Hidroeléctrica | 0 | 0 | 0 | 0 | 224 | 0 | 0 | 0 | 0 | 0 | 0 | 0 | MERN | 201606
Canadá | Harmon | Ontario Power Generation | Ontario Power Generation | 50.1112 | -82.2081 | Harmon Township |  | Ontario |  |  | 220 | 220 | Hidroeléctrica | Hidroeléctrica | 0 | 0 | 0 | 0 | 220 | 0 | 0 | 0 | 0 | 0 | 0 | 0 | OPG | 201606
Canadá | Atikokan-G1 | Ontario Power Generation Inc | Ontario Power Generation Inc | 48.8381 | -91.5708 | Atikokan |  | Ontario |  |  | 205 | 205 | Biomasa | Biomasa | 0 | 0 | 0 | 0 | 0 | 0 | 0 | 0 | 0 | 0 | 205 | 0 | IESO Electricity Contracts | 201606
Canadá | Little Long | Ontario Power Generation | Ontario Power Generation | 50.0036 | -82.1649 | Mowbray Township |  | Ontario |  |  | 205 | 205 | Hidroeléctrica | Hidroeléctrica | 0 | 0 | 0 | 0 | 205 | 0 | 0 | 0 | 0 | 0 | 0 | 0 | OPG | 201606
Canadá | Rapide-Blanc | Hydro-Québec | Hydro-Québec | 47.7964 | -72.9735 | Saint-Maurice |  | Quebec |  |  | 204 | 204 | Hidroeléctrica | Hidroeléctrica | 0 | 0 | 0 | 0 | 204 | 0 | 0 | 0 | 0 | 0 | 0 | 0 | Hydro Québec | 201601
Canadá | Rivière du Moulin 2 |  |  | 47.997 | -71.056 |  |  | Quebec |  |  | 200 | 200 | Eólica | Eólica | 0 | 0 | 0 | 0 | 0 | 0 | 0 | 0 | 200 | 0 | 0 | 0 | CanWEA | 201512
Canadá | Shawinigan-2 | Hydro-Québec | Hydro-Québec | 46.5359 | -72.7673 | Saint-Maurice |  | Quebec |  |  | 200 | 200 | Hidroeléctrica | Hidroeléctrica | 0 | 0 | 0 | 0 | 200 | 0 | 0 | 0 | 0 | 0 | 0 | 0 | Hydro Québec | 201601
Canadá | Wuskwatim | Wuskwatim Power Ltd. | Manitoba Hydro | 55.5383 | -98.4938 | Burntwood River |  | Manitoba |  |  | 200 | 200 | Hidroeléctrica | Hidroeléctrica | 0 | 0 | 0 | 0 | 200 | 0 | 0 | 0 | 0 | 0 | 0 | 0 | MB Hydro | 201606
Canadá | Wolfe Island | Canadian Renewable Energy Corporation | Canadian Renewable Energy Corporation | 44.1732 | -76.4446 | Wolfe Island |  | Ontario |  |  | 197.8 | 197.8 | Eólica | Eólica | 0 | 0 | 0 | 0 | 0 | 0 | 0 | 0 | 197.8 | 0 | 0 | 0 | CanWEA | 201512
Canadá | Forrest Kerr | AltaGas |  | 56.7157 | -130.685 |  |  | British Columbia |  |  | 195 | 195 | Hidroeléctrica | Hidroeléctrica | 0 | 0 | 0 | 0 | 195 | 0 | 0 | 0 | 0 | 0 | 0 | 0 | AltaGas | 201512
Canadá | Shawinigan-3 | Hydro-Québec | Hydro-Québec | 46.5338 | -72.7656 | Saint-Maurice |  | Quebec |  |  | 194 | 194 | Hidroeléctrica | Hidroeléctrica | 0 | 0 | 0 | 0 | 194 | 0 | 0 | 0 | 0 | 0 | 0 | 0 | Hydro Québec | 201601
Canadá | Chats Falls / Chute-des-Chats | Ontario Power Generation Inc / Hydro Québec | Ontario Power Generation Inc | 45.4752 | -76.2382 | Outaouais |  | Ontario |  |  | 192 | 192 | Hidroeléctrica | Hidroeléctrica | 0 | 0 | 0 | 0 | 192 | 0 | 0 | 0 | 0 | 0 | 0 | 0 | OPG | 201606
Canadá | Prince | Brookfield Power | Brookfield Power | 46.6126 | -84.4792 | Sault Ste. Marie District |  | Ontario |  |  | 189 | 189 | Eólica | Eólica | 0 | 0 | 0 | 0 | 0 | 0 | 0 | 0 | 189 | 0 | 0 | 0 | CanWEA | 201512
Canadá | Coteau Creek | Saskatchewan Power Corporation | Saskatchewan Power Corporation | 51.2748 | -106.8736 | Nipawin |  | Saskatchewan |  |  | 186 | 186 | Hidroeléctrica | Hidroeléctrica | 0 | 0 | 0 | 0 | 186 | 0 | 0 | 0 | 0 | 0 | 0 | 0 | SaskPower | 201512
Canadá | Arrow Lakes | Columbia Power (50%)/ Columbia Basin Trust (50%) | Fortisbc | 49.343 | -117.7688 | Columbia River |  | British Columbia |  |  | 185 | 185 | Hidroeléctrica | Hidroeléctrica | 0 | 0 | 0 | 0 | 185 | 0 | 0 | 0 | 0 | 0 | 0 | 0 | Columbia Power | 201512
Canadá | Manic-1 | Hydro-Québec | Hydro-Québec | 49.1913 | -68.3294 | Manicouagan |  | Quebec |  |  | 184 | 184 | Hidroeléctrica | Hidroeléctrica | 0 | 0 | 0 | 0 | 184 | 0 | 0 | 0 | 0 | 0 | 0 | 0 | Hydro Québec | 201601
Canadá | Otter Rapids |  | Ontario Power Generation Inc | 50.1812 | -81.6373 | Cochrane |  | Ontario |  |  | 182 | 182 | Hidroeléctrica | Hidroeléctrica | 0 | 0 | 0 | 0 | 182 | 0 | 0 | 0 | 0 | 0 | 0 | 0 | OPG | 201606
Canadá | Stewartville |  | Ontario Power Generation Inc | 45.4071 | -76.5064 | Arnprior |  | Ontario |  |  | 182 | 182 | Hidroeléctrica | Hidroeléctrica | 0 | 0 | 0 | 0 | 182 | 0 | 0 | 0 | 0 | 0 | 0 | 0 | OPG | 201606
Canadá | Underwood | Enbridge Ontario Wind Power LP | Enbridge Ontario Wind Power LP | 44.3416 | -81.4533 | Bruce County |  | Ontario |  |  | 181.5 | 181.5 | Eólica | Eólica | 0 | 0 | 0 | 0 | 0 | 0 | 0 | 0 | 181.5 | 0 | 0 | 0 | CanWEA | 201512
Canadá | Armow |  |  | 44.2036 | -81.4601 |  |  | Ontario |  |  | 180 | 180 | Eólica | Eólica | 0 | 0 | 0 | 0 | 0 | 0 | 0 | 0 | 180 | 0 | 0 | 0 | CanWEA | 201512
Canadá | Bridge River 1 | BC Hydro | BC Hydro | 50.7299 | -122.24 | Bridge River |  | British Columbia |  |  | 180 | 180 | Hidroeléctrica | Hidroeléctrica | 0 | 0 | 0 | 0 | 180 | 0 | 0 | 0 | 0 | 0 | 0 | 0 | BC Hydro | 201606
Canadá | Barrett Chute |  | Ontario Power Generation Inc | 45.2499 | -76.759 | Calabogie |  | Ontario |  |  | 176 | 176 | Hidroeléctrica | Hidroeléctrica | 0 | 0 | 0 | 0 | 176 | 0 | 0 | 0 | 0 | 0 | 0 | 0 | OPG | 201606
Canadá | Rapides-des-Îles | Hydro-Québec | Hydro-Québec | 47.5768 | -79.3546 | Outaouais |  | Quebec |  |  | 176 | 176 | Hidroeléctrica | Hidroeléctrica | 0 | 0 | 0 | 0 | 176 | 0 | 0 | 0 | 0 | 0 | 0 | 0 | Hydro Québec | 201601
Canadá | Sir Adam Beck Pump |  | Ontario Power Generation Inc | 43.1446 | -79.0599 | Niagara Falls |  | Ontario |  |  | 174 | 174 | Bombeo hidráulico | Bombeo hidráulico | 0 | 0 | 0 | 0 | 0 | 174 | 0 | 0 | 0 | 0 | 0 | 0 | OPG | 201606
Canadá | Jordan River | BC Hydro | BC Hydro | 48.4297 | -124.0523 | Jordan River |  | British Columbia |  |  | 170 | 170 | Hidroeléctrica | Hidroeléctrica | 0 | 0 | 0 | 0 | 170 | 0 | 0 | 0 | 0 | 0 | 0 | 0 | BC Hydro | 201606
Canadá | Mountain Chute |  | Ontario Power Generation Inc | 45.1957 | -76.9074 | Ompah |  | Ontario |  |  | 170 | 170 | Hidroeléctrica | Hidroeléctrica | 0 | 0 | 0 | 0 | 170 | 0 | 0 | 0 | 0 | 0 | 0 | 0 | OPG | 201606
Canadá | Comber East / West | Comber Wind Limited Partnership | Comber Wind Limited Partnership | 42.2195 | -82.5614 | Town Of Lakeshore |  | Ontario |  |  | 165.6 | 165.6 | Eólica | Eólica | 0 | 0 | 0 | 0 | 0 | 0 | 0 | 0 | 165.6 | 0 | 0 | 0 | CanWEA | 201512
Canadá | Seven Sisters |  | Manitoba Hydro | 50.1204 | -96.0177 | Seven Sisters |  | Manitoba |  |  | 165 | 165 | Hidroeléctrica | Hidroeléctrica | 0 | 0 | 0 | 0 | 165 | 0 | 0 | 0 | 0 | 0 | 0 | 0 | MB Hydro | 201606
Canadá | Aubrey Falls | Brookfield | Brookfield | 46.9095 | -83.2129 | Aubrey Falls |  | Ontario |  |  | 162 | 162 | Hidroeléctrica | Hidroeléctrica | 0 | 0 | 0 | 0 | 162 | 0 | 0 | 0 | 0 | 0 | 0 | 0 | IESO Electricity Contracts | 201606
Canadá | Cheakamus | BC Hydro | BC Hydro | 49.9337 | -123.291 | Cheakamus River |  | British Columbia |  |  | 158 | 158 | Hidroeléctrica | Hidroeléctrica | 0 | 0 | 0 | 0 | 158 | 0 | 0 | 0 | 0 | 0 | 0 | 0 | BC Hydro | 201606
Canadá | Thunderbay G3 | Ontario Power Generation | Ontario Power Generation Inc | 48.3596 | -89.2217 | Thunder Bay |  | Ontario |  |  | 153 | 153 | Biomasa | Biomasa | 0 | 0 | 0 | 0 | 0 | 0 | 0 | 0 | 0 | 0 | 153 | 0 | IESO Capability Report | 201606
Canadá | Chelsea | Hydro-Québec | Hydro-Québec | 45.5125 | -75.7775 | Outaouais |  | Quebec |  |  | 152 | 152 | Hidroeléctrica | Hidroeléctrica | 0 | 0 | 0 | 0 | 152 | 0 | 0 | 0 | 0 | 0 | 0 | 0 | Hydro Québec | 201601
Canadá | Kent Hills 1 / 2 | TransAlta (83%) / Natural Forces Technologies Inc. (17%) | TransAlta | 45.8194 | -64.8894 | Kent Hills |  | New Brunswick |  |  | 150 | 150 | Eólica | Eólica | 0 | 0 | 0 | 0 | 0 | 0 | 0 | 0 | 150 | 0 | 0 | 0 | CanWEA | 201512
Canadá | Massif du Sud | Enbridge (80%) / Edf Energies Nouvelles (20%) | Edf Energies Nouvelles / Enbridge | 46.5668 | -70.4849 | Saint-Luc-de-Bellechasse / Saint-Philemon / Notre-Dame-Auxiliatrice-de-Buckland / Saint-Magloire |  | Quebec |  |  | 150 | 150 | Eólica | Eólica | 0 | 0 | 0 | 0 | 0 | 0 | 0 | 0 | 150 | 0 | 0 | 0 | CanWEA | 201512
Canadá | Rivière du Moulin 1 | Edf Energies Nouvelless | Edf Energies Nouvelless | 47.9745 | -71.0996 | TNO Lac Pikauba |  | Quebec |  |  | 150 | 150 | Eólica | Eólica | 0 | 0 | 0 | 0 | 0 | 0 | 0 | 0 | 150 | 0 | 0 | 0 | CanWEA | 201512
Canadá | Sarcelle | Hydroelectric | Hydro-Québec | 52.6678 | -76.6326 | La Grande |  | Quebec |  |  | 150 | 150 | Hidroeléctrica | Hidroeléctrica | 0 | 0 | 0 | 0 | 150 | 0 | 0 | 0 | 0 | 0 | 0 | 0 | Hydro Québec | 201601
Canadá | Centennial | Saskatchewan Power Corporation | Saskatchewan Power Corporation | 50.1621 | -107.4579 | Swift Current |  | Saskatchewan |  |  | 149.4 | 149.4 | Eólica | Eólica | 0 | 0 | 0 | 0 | 0 | 0 | 0 | 0 | 149.4 | 0 | 0 | 0 | CanWEA | 201512
Canadá | Halkirk | Capital Power | Capital Power | 52.2609 | -112.0271 | Halkrik |  | Alberta |  |  | 149.4 | 149.4 | Eólica | Eólica | 0 | 0 | 0 | 0 | 0 | 0 | 0 | 0 | 149.4 | 0 | 0 | 0 | CanWEA | 201512
Canadá | Jericho | Jericho Wind, LP | Jericho Wind, LP | 43.1333 | -81.8938 | Thedford |  | Ontario |  |  | 149 | 149 | Eólica | Eólica | 0 | 0 | 0 | 0 | 0 | 0 | 0 | 0 | 149 | 0 | 0 | 0 | CanWEA | 201512
Canadá | Grand Renewable Energy Park |  | Samsung / Pattern Energy | 42.8814 | -79.7879 | Cayuga |  | Ontario |  |  | 148.6 | 148.6 | Eólica | Eólica | 0 | 0 | 0 | 0 | 0 | 0 | 0 | 0 | 148.6 | 0 | 0 | 0 | CanWEA | 201512
Canadá | Chenaux | Ontario Power Generation | Ontario Power Generation | 45.5838 | -76.6738 | Horton |  | Ontario |  |  | 144 | 144 | Hidroeléctrica | Hidroeléctrica | 0 | 0 | 0 | 0 | 144 | 0 | 0 | 0 | 0 | 0 | 0 | 0 | OPG | 201606
Canadá | Decew Falls 2 |  | Ontario Power Generation Inc | 43.1189 | -79.2612 | St Catharines |  | Ontario |  |  | 144 | 144 | Hidroeléctrica | Hidroeléctrica | 0 | 0 | 0 | 0 | 144 | 0 | 0 | 0 | 0 | 0 | 0 | 0 | OPG | 201606
Canadá | Dokie | Alterra Power Corporation (51%) / GE Energy Financial Services ( | Dokie General Partnership | 55.8118 | -122.2474 | Chetwynd |  | British Columbia |  |  | 144 | 144 | Eólica | Eólica | 0 | 0 | 0 | 0 | 0 | 0 | 0 | 0 | 144 | 0 | 0 | 0 | CanWEA | 201512
Canadá | Pine Portage |  | Ontario Power Generation Inc | 49.3074 | -88.3103 | Thunder Bay |  | Ontario |  |  | 144 | 144 | Hidroeléctrica | Hidroeléctrica | 0 | 0 | 0 | 0 | 144 | 0 | 0 | 0 | 0 | 0 | 0 | 0 | OPG | 201606
Canadá | Cat Arm |  | Newfoundland Labrador Hydroelectric Corporation (Nalcor Energy) | 50.0275 | -56.7653 | Cat Arm River |  | Newfoundland and Labrador |  |  | 143.5 | 143.5 | Hidroeléctrica | Hidroeléctrica | 0 | 0 | 0 | 0 | 143.5 | 0 | 0 | 0 | 0 | 0 | 0 | 0 | NL Hydro | 201512
Canadá | Quality Wind | Capital Power | Capital Power | 55.1846 | -120.8547 | Tumbler Ridge |  | British Columbia |  |  | 142.2 | 142.2 | Eólica | Eólica | 0 | 0 | 0 | 0 | 0 | 0 | 0 | 0 | 142.2 | 0 | 0 | 0 | CanWEA | 201512
Canadá | Seigneurie de Beaupré 3 | Boralex Inc. / Gazmetro | Boralex Inc. / Gazmetro | 47.3317 | -70.8905 | TNO du Lac Jacques-Cartier |  | Quebec |  |  | 140.6 | 140.6 | Eólica | Eólica | 0 | 0 | 0 | 0 | 0 | 0 | 0 | 0 | 140.6 | 0 | 0 | 0 | CanWEA | 201512
Canadá | Le Plateau 1 |  |  | 48.0503 | -67.4303 | Matapedia / L'Ascension-de-Patapedia |  | Quebec |  |  | 138.6 | 138.6 | Eólica | Eólica | 0 | 0 | 0 | 0 | 0 | 0 | 0 | 0 | 138.6 | 0 | 0 | 0 | CanWEA | 201512
Canadá | St. Joseph | Pattern Energy | Manitoba Hydro | 49.1345 | -97.4205 | Montcalm |  | Manitoba |  |  | 138 | 138 | Eólica | Eólica | 0 | 0 | 0 | 0 | 0 | 0 | 0 | 0 | 138 | 0 | 0 | 0 | CanWEA | 201512
Canadá | Des Moulins I |  |  | 46.1637 | -71.3546 | St-Jean-de-Brebeuf / Kinnear's Mills / Thetford Mines |  | Quebec |  |  | 135.7 | 135.7 | Eólica | Eólica | 0 | 0 | 0 | 0 | 0 | 0 | 0 | 0 | 135.7 | 0 | 0 | 0 | CanWEA | 201512
Canadá | Corner Brook Mill |  | Kruger | 48.9561 | -57.9496 | Corner Brook |  | Newfoundland and Labrador | A2H 6B9 | Mill Road | 135 | 135 | Hidroeléctrica | Hidroeléctrica | 0 | 0 | 0 | 0 | 135 | 0 | 0 | 0 | 0 | 0 | 0 | 0 | Kruger | 201512
Canadá | Jardin d'Éole | Northland Power Inc. | Northland Power Inc. | 48.7355 | -67.6658 | Saint-Ulric / Saint-Leandre |  | Quebec |  |  | 133.3 | 133.3 | Eólica | Eólica | 0 | 0 | 0 | 0 | 0 | 0 | 0 | 0 | 133.3 | 0 | 0 | 0 | CanWEA | 201512
Canadá | Melancthon II | Canadian Hydro Developers Inc. | Canadian Hydro Developers Inc. | 44.085 | -80.2887 | Townships Of Amaranth And Melancthon Near The Town Of Shelburne |  | Ontario |  |  | 132 | 132 | Eólica | Eólica | 0 | 0 | 0 | 0 | 0 | 0 | 0 | 0 | 132 | 0 | 0 | 0 | CanWEA | 201512
Canadá | Seigneurie de Beaupré 2 | Boralex Inc. / Gazmetro | Boralex Inc. / Gazmetro | 47.3715 | -70.8698 | TNO du Lac Jacques-Cartier |  | Quebec |  |  | 131.2 | 131.2 | Eólica | Eólica | 0 | 0 | 0 | 0 | 0 | 0 | 0 | 0 | 131.2 | 0 | 0 | 0 | CanWEA | 201512
Canadá | La Gabelle | Hydro-Québec | Hydro-Québec | 46.4491 | -72.7393 | Saint-Maurice |  | Quebec |  |  | 131 | 131 | Hidroeléctrica | Hidroeléctrica | 0 | 0 | 0 | 0 | 131 | 0 | 0 | 0 | 0 | 0 | 0 | 0 | Hydro Québec | 201601
Canadá | Première-Chute | Hydro-Québec | Hydro-Québec | 47.6007 | -79.4524 | Outaouais |  | Quebec |  |  | 131 | 131 | Hidroeléctrica | Hidroeléctrica | 0 | 0 | 0 | 0 | 131 | 0 | 0 | 0 | 0 | 0 | 0 | 0 | Hydro Québec | 201601
Canadá | Deer Lake |  | Deer Lake Power - A Division of Kruger Energy | 49.1699 | -57.4363 | Grand Lake |  | Newfoundland and Labrador |  |  | 129 | 129 | Hidroeléctrica | Hidroeléctrica | 0 | 0 | 0 | 0 | 129 | 0 | 0 | 0 | 0 | 0 | 0 | 0 | Kruger Energy | 201512
Canadá | Great Falls |  | Manitoba Hydro | 50.4616 | -96.0095 | Alexander |  | Manitoba |  |  | 129 | 129 | Hidroeléctrica | Hidroeléctrica | 0 | 0 | 0 | 0 | 129 | 0 | 0 | 0 | 0 | 0 | 0 | 0 | MB Hydro | 201606
Canadá | Jenpeg |  | Manitoba Hydro | 54.5432 | -98.0282 | Jenpeg |  | Manitoba |  |  | 129 | 129 | Hidroeléctrica | Hidroeléctrica | 0 | 0 | 0 | 0 | 129 | 0 | 0 | 0 | 0 | 0 | 0 | 0 | MB Hydro | 201606
Canadá | John Hart | BC Hydro | BC Hydro | 50.044 | -125.3109 | Campbell River |  | British Columbia |  |  | 126 | 126 | Hidroeléctrica | Hidroeléctrica | 0 | 0 | 0 | 0 | 126 | 0 | 0 | 0 | 0 | 0 | 0 | 0 | BC Hydro | 201606
Canadá | AlPac Boyle | APF Athabasca | APF Athabasca | 54.5846 | -112.8027 | Boyle |  | Alberta | T0A 0M0 | Range Road | 125 | 125 | Biomasa | Biomasa | 0 | 0 | 0 | 0 | 0 | 0 | 0 | 0 | 0 | 0 | 125 | 0 | Alberta Energy | 201606
Canadá | Summerhaven | Summerhaven Wind, LP | Summerhaven Wind, LP | 42.8734 | -79.9602 | Nanticoke |  | Ontario |  |  | 124.4 | 124.4 | Eólica | Eólica | 0 | 0 | 0 | 0 | 0 | 0 | 0 | 0 | 124.4 | 0 | 0 | 0 | CanWEA | 201512
Canadá | East Toba |  | Toba Montrose General Partnership | 50.676 | -123.9614 | Powell River |  | British Columbia |  |  | 123 | 123 | Hidroeléctrica | Hidroeléctrica | 0 | 0 | 0 | 0 | 123 | 0 | 0 | 0 | 0 | 0 | 0 | 0 | BC Hydro | 201512
Canadá | St. Léon 1 / 2 | Algonquin Power | Algonquin Power | 49.3472 | -98.6345 | St Leon |  | Manitoba |  |  | 120.5 | 120.5 | Eólica | Eólica | 0 | 0 | 0 | 0 | 0 | 0 | 0 | 0 | 120.5 | 0 | 0 | 0 | CanWEA | 201512
Canadá | Bighorn | TransAlta | TransAlta | 52.3081 | -116.3245 | Nordegg |  | Alberta |  |  | 120 | 120 | Hidroeléctrica | Hidroeléctrica | 0 | 0 | 0 | 0 | 120 | 0 | 0 | 0 | 0 | 0 | 0 | 0 | TransAlta | 201512
Canadá | Brilliant Expansion 1 | Columbia Power (50%)/ Columbia Basin Trust (50%) | Columbia Power/Fortisbc | 49.3231 | -117.6198 | Castlegar |  | British Columbia |  |  | 120 | 120 | Hidroeléctrica | Hidroeléctrica | 0 | 0 | 0 | 0 | 120 | 0 | 0 | 0 | 0 | 0 | 0 | 0 | Columbia Power | 201512
Canadá | Masson | Énergie La Lièvre, Sec/Énergie Brookfield Inc. | Énergie La Lièvre, Sec/Énergie Brookfield Inc. | 45.5432 | -75.4203 | Gatineau |  | Quebec |  |  | 119.4 | 119.4 | Hidroeléctrica | Hidroeléctrica | 0 | 0 | 0 | 0 | 119.4 | 0 | 0 | 0 | 0 | 0 | 0 | 0 | MERN | 201606
Canadá | High Falls (Lièvre) | Énergie La Lièvre, Sec/Énergie Brookfield Inc. | Énergie La Lièvre, Sec/Énergie Brookfield Inc. | 45.8396 | -75.6456 | Bowman |  | Quebec |  |  | 114.1 | 114.1 | Hidroeléctrica | Hidroeléctrica | 0 | 0 | 0 | 0 | 114.1 | 0 | 0 | 0 | 0 | 0 | 0 | 0 | MERN | 201606
Canadá | Beechwood |  | Nb Power Corporation | 46.5428 | -67.6687 | St John River |  | New Brunswick |  |  | 113 | 113 | Hidroeléctrica | Hidroeléctrica | 0 | 0 | 0 | 0 | 113 | 0 | 0 | 0 | 0 | 0 | 0 | 0 | NB Power | 201512
Canadá | Les Cèdres | Hydro-Québec | Hydro-Québec | 45.3089 | -74.0273 | St. Lawrence River |  | Quebec |  |  | 113 | 113 | Hidroeléctrica | Hidroeléctrica | 0 | 0 | 0 | 0 | 113 | 0 | 0 | 0 | 0 | 0 | 0 | 0 | Hydro Québec | 201601
Canadá | Howe Sound Pulp & Paper Corporation |  | Howe Sound Pulp & Paper Corporation | 49.522 | -123.4862 | Port Mellon |  | British Columbia |  | 3838 Port Mellon Highway | 112 | 112 | Biomasa | Biomasa | 0 | 0 | 0 | 0 | 0 | 0 | 0 | 0 | 0 | 0 | 112 | 0 | Canadian Bioenergy Association | 201512
Canadá | Gros-Morne II | Innergex Inc. (38%) / TransCanada (42%) |  | 49.2202 | -65.4207 | Sainte-Madeleine-de-la-Riviere-Madeleine |  | Quebec |  |  | 111 | 111 | Eólica | Eólica | 0 | 0 | 0 | 0 | 0 | 0 | 0 | 0 | 111 | 0 | 0 | 0 | CanWEA | 201512
Canadá | Island Falls (Sk) | Saskatchewan Power Corporation | Saskatchewan Power Corporation | 55.5284 | -102.3561 | Island Falls |  | Saskatchewan |  |  | 111 | 111 | Hidroeléctrica | Hidroeléctrica | 0 | 0 | 0 | 0 | 111 | 0 | 0 | 0 | 0 | 0 | 0 | 0 | SaskPower | 201512
Canadá | Baie-des-Sables | TransCanada Wind (72%) / Innergex Inc. (38%) | TransCanada Wind & Innergex Inc. | 48.7066 | -67.8841 | Baie-des-Sables |  | Quebec |  |  | 109.5 | 109.5 | Eólica | Eólica | 0 | 0 | 0 | 0 | 0 | 0 | 0 | 0 | 109.5 | 0 | 0 | 0 | CanWEA | 201512
Canadá | Carleton | Innergex Inc. (38%) |  | 48.2065 | -66.139 | Carleton-sur-Mer |  | Quebec |  |  | 109.5 | 109.5 | Eólica | Eólica | 0 | 0 | 0 | 0 | 0 | 0 | 0 | 0 | 109.5 | 0 | 0 | 0 | CanWEA | 201512
Canadá | Ruskin | BC Hydro | BC Hydro | 49.195 | -122.4083 | Hayward Lake |  | British Columbia |  |  | 105 | 105 | Hidroeléctrica | Hidroeléctrica | 0 | 0 | 0 | 0 | 105 | 0 | 0 | 0 | 0 | 0 | 0 | 0 | BC Hydro | 201606
Canadá | Port Dover / Nanticoke | Capital Power (PDN) L.P. | Capital Power (PDN) L.P. | 42.8392 | -80.0274 | Walpole |  | Ontario |  |  | 104.4 | 104.4 | Eólica | Eólica | 0 | 0 | 0 | 0 | 0 | 0 | 0 | 0 | 104.4 | 0 | 0 | 0 | CanWEA | 201512
Canadá | Rapides-Farmer | Hydro-Québec | Hydro-Québec | 45.4989 | -75.7632 | Outaouais |  | Quebec |  |  | 104 | 104 | Hidroeléctrica | Hidroeléctrica | 0 | 0 | 0 | 0 | 104 | 0 | 0 | 0 | 0 | 0 | 0 | 0 | Hydro Québec | 201601
Canadá | Rapides-des-Quinze | Hydro-Québec | Hydro-Québec | 47.5906 | -79.2944 | Outaouais |  | Quebec |  |  | 103 | 103 | Hidroeléctrica | Hidroeléctrica | 0 | 0 | 0 | 0 | 103 | 0 | 0 | 0 | 0 | 0 | 0 | 0 | Hydro Québec | 201601
Canadá | Spray | TransAlta | TransAlta | 51.0745 | -115.4024 | Canmore |  | Alberta |  |  | 103 | 103 | Hidroeléctrica | Hidroeléctrica | 0 | 0 | 0 | 0 | 103 | 0 | 0 | 0 | 0 | 0 | 0 | 0 | TransAlta | 201512
Canadá | Goshen | Goshen Wind, LP | Goshen Wind, LP | 43.2986 | -81.6144 | Dashwood |  | Ontario |  |  | 102.4 | 102.4 | Eólica | Eólica | 0 | 0 | 0 | 0 | 0 | 0 | 0 | 0 | 102.4 | 0 | 0 | 0 | CanWEA | 201512
Canadá | Bear Mountain | Bear Mountain Wind LP | AltaGas Ltd. | 55.7041 | -120.4264 | Dawson Creek |  | British Columbia |  |  | 102 | 102 | Eólica | Eólica | 0 | 0 | 0 | 0 | 0 | 0 | 0 | 0 | 102 | 0 | 0 | 0 | CanWEA | 201512
Canadá | South Canoe |  | South Canoe Wind | 44.7668 | -64.335 |  |  | Nova Scotia |  |  | 102 | 102 | Eólica | Eólica | 0 | 0 | 0 | 0 | 0 | 0 | 0 | 0 | 102 | 0 | 0 | 0 | CanWEA | 201512
Canadá | Chatham | Kruger Energy Chatham LP | Kruger Energy Chatham LP | 42.2102 | -82.3038 | Municipality Of Chatham-Kent |  | Ontario |  |  | 101.2 | 101.2 | Eólica | Eólica | 0 | 0 | 0 | 0 | 0 | 0 | 0 | 0 | 101.2 | 0 | 0 | 0 | CanWEA | 201512
Canadá | Montérégie |  |  | 45.2748 | -73.5774 | Saint-Mathieu / Saint-Isidore / Saint-Remi / Saint-Michel / Saint-Constant / Mercier |  | Quebec |  |  | 101.2 | 101.2 | Eólica | Eólica | 0 | 0 | 0 | 0 | 0 | 0 | 0 | 0 | 101.2 | 0 | 0 | 0 | CanWEA | 201512
Canadá | Port Alma | Kruger Energy Port Alma LP | Kruger Energy Port Alma LP | 42.1839 | -82.2851 | Port Alma |  | Ontario |  |  | 101.2 | 101.2 | Eólica | Eólica | 0 | 0 | 0 | 0 | 0 | 0 | 0 | 0 | 101.2 | 0 | 0 | 0 | CanWEA | 201512
Canadá | Vent du Kempt |  |  | 48.3172 | -67.1408 | Causapscal / Sainte-Marguerite-Marie / Sainte-Florence |  | Quebec |  |  | 101.1 | 101.1 | Eólica | Eólica | 0 | 0 | 0 | 0 | 0 | 0 | 0 | 0 | 101.1 | 0 | 0 | 0 | CanWEA | 201512
Canadá | Gros-Morne I | Innergex Inc. (38%) / TransCanada (42%) |  | 49.181 | -65.4615 | Saint-Maxime-du Mont-Louis |  | Quebec |  |  | 100.5 | 100.5 | Eólica | Eólica | 0 | 0 | 0 | 0 | 0 | 0 | 0 | 0 | 100.5 | 0 | 0 | 0 | CanWEA | 201512
Canadá | L'Anse-à-Valleau | Innergex Inc. (38%) / TransCanada (42%) |  | 49.0812 | -64.6283 | Gaspe |  | Quebec |  |  | 100.5 | 100.5 | Eólica | Eólica | 0 | 0 | 0 | 0 | 0 | 0 | 0 | 0 | 100.5 | 0 | 0 | 0 | CanWEA | 201512
Canadá | Mont Louis | Northland Power | Northland Power | 49.1818 | -65.6502 | Saint-Maxime-du Mont-Louis |  | Quebec |  |  | 100.5 | 100.5 | Eólica | Eólica | 0 | 0 | 0 | 0 | 0 | 0 | 0 | 0 | 100.5 | 0 | 0 | 0 | CanWEA | 201512
Canadá | Cedar Point | Cedar Point II Limited Partnership | Cedar Point II Limited Partnership | 43.0828 | -82.0528 | Forest |  | Ontario |  |  | 100 | 100 | Eólica | Eólica | 0 | 0 | 0 | 0 | 0 | 0 | 0 | 0 | 100 | 0 | 0 | 0 | CanWEA | 201512
Canadá | De l'Érable |  |  | 46.1059 | -71.6839 | Ste-Sophie-d'Halifax |  | Quebec |  |  | 100 | 100 | Eólica | Eólica | 0 | 0 | 0 | 0 | 0 | 0 | 0 | 0 | 100 | 0 | 0 | 0 | CanWEA | 201512
Canadá | Grand Renewable Energy Park |  | Samsung / Pattern Energy | 42.8883 | -79.819 | Haldimand |  | Ontario |  |  | 100 | 100 | Solar | Solar | 0 | 0 | 0 | 0 | 0 | 0 | 0 | 100 | 0 | 0 | 0 | 0 | IESO Capability Report | 201606
Canadá | Sol-Luce Kingston | Samsung | Samsung | 44.3118 | -76.6511 |  |  | Ontario |  |  | 100 | 100 | Solar | Solar | 0 | 0 | 0 | 0 | 0 | 0 | 0 | 100 | 0 | 0 | 0 | 0 | IESO Capability Report | 201606
Canadá | Zellstoff Celgar Mill | Mercer International Group | Zellstoff Celgar Ltd. Partnership | 49.3361 | -117.7275 | Castlegar |  | British Columbia |  |  | 100 | 100 | Biomasa | Biomasa | 0 | 0 | 0 | 0 | 0 | 0 | 0 | 0 | 0 | 0 | 100 | 0 | Mercer International Group | 201512
Canadá | Cape Scott | Gdf Suez Canada (40%) / Mitsui (30%) / Fiera Axium (30%) | Gdf Suez Canada (40%) / Mitsui (30%) / Fiera Axium (30%) | 50.789 | -128.0033 | Vancounver Island |  | British Columbia |  |  | 99 | 99 | Eólica | Eólica | 0 | 0 | 0 | 0 | 0 | 0 | 0 | 0 | 99 | 0 | 0 | 0 | CanWEA | 201512
Canadá | Caribou |  | Gdf Suez | 47.5071 | -66.4135 | Restigouch |  | New Brunswick |  |  | 99 | 99 | Eólica | Eólica | 0 | 0 | 0 | 0 | 0 | 0 | 0 | 0 | 99 | 0 | 0 | 0 | CanWEA | 201512
Canadá | East Lake St. Clair | East Lake St. Clair Wind LP | East Lake St. Clair Wind LP | 42.4776 | -82.3603 | Wallaceburg |  | Ontario |  |  | 99 | 99 | Eólica | Eólica | 0 | 0 | 0 | 0 | 0 | 0 | 0 | 0 | 99 | 0 | 0 | 0 | CanWEA | 201512
Canadá | Erie Shores | Erie Shores Wind Farm LP | Erie Shores Wind Farm LP | 42.6476 | -80.7695 | Port Burwell |  | Ontario |  |  | 99 | 99 | Eólica | Eólica | 0 | 0 | 0 | 0 | 0 | 0 | 0 | 0 | 99 | 0 | 0 | 0 | CanWEA | 201512
Canadá | Erieau | Erieau Wind LP | Erieau Wind LP | 42.3011 | -82.0047 | Chatham-Kent |  | Ontario |  |  | 99 | 99 | Eólica | Eólica | 0 | 0 | 0 | 0 | 0 | 0 | 0 | 0 | 99 | 0 | 0 | 0 | CanWEA | 201512
Canadá | Greenwich | Enbridge Inc. | Enbridge Inc. | 48.7606 | -88.7667 | Thunder Bay District |  | Ontario |  |  | 98.9 | 98.9 | Eólica | Eólica | 0 | 0 | 0 | 0 | 0 | 0 | 0 | 0 | 98.9 | 0 | 0 | 0 | CanWEA | 201512
Canadá | Talbot | Renewable Energy Systems Canada Inc. | Renewable Energy Systems Canada Inc. | 42.4375 | -81.7961 | Municipality Of Chatham-Kent |  | Ontario |  |  | 98.9 | 98.9 | Eólica | Eólica | 0 | 0 | 0 | 0 | 0 | 0 | 0 | 0 | 98.9 | 0 | 0 | 0 | CanWEA | 201512
Canadá | Rankine |  | Canadian Niagara Power Co Ltd. | 43.0746 | -79.0788 | Niagara Falls |  | Ontario |  |  | 94.7 | 94.7 | Hidroeléctrica | Hidroeléctrica | 0 | 0 | 0 | 0 | 94.7 | 0 | 0 | 0 | 0 | 0 | 0 | 0 | Statistics Canada | 2000
Canadá | Cameron Falls | Great Lakes Power Ltd. |  | 46.2825 | -82.1493 | Webbwood |  | Ontario |  |  | 92 | 92 | Hidroeléctrica | Hidroeléctrica | 0 | 0 | 0 | 0 | 92 | 0 | 0 | 0 | 0 | 0 | 0 | 0 | OPG | 201606
Canadá | Cameron Falls - OPG |  | Ontario Power Generation Inc | 49.1536 | -88.3457 | Thunder Bay |  | Ontario |  |  | 92 | 92 | Hidroeléctrica | Hidroeléctrica | 0 | 0 | 0 | 0 | 92 | 0 | 0 | 0 | 0 | 0 | 0 | 0 | IESO Capability Report | 201606
Canadá | Dufferin | Dufferin Wind Power Inc. | Dufferin Wind Power Inc. | 44.2134 | -80.2673 | Shelburne |  | Ontario |  |  | 91.4 | 91.4 | Eólica | Eólica | 0 | 0 | 0 | 0 | 0 | 0 | 0 | 0 | 91.4 | 0 | 0 | 0 | CanWEA | 201512
Canadá | Caribou Falls |  | Ontario Power Generation Inc | 50.2625 | -94.9744 | Caribou Falls |  | Ontario |  |  | 91 | 91 | Hidroeléctrica | Hidroeléctrica | 0 | 0 | 0 | 0 | 91 | 0 | 0 | 0 | 0 | 0 | 0 | 0 | OPG | 201606
Canadá | Stave Falls | BC Hydro | BC Hydro | 49.2288 | -122.3561 | Stave Lake |  | British Columbia |  |  | 91 | 91 | Hidroeléctrica | Hidroeléctrica | 0 | 0 | 0 | 0 | 91 | 0 | 0 | 0 | 0 | 0 | 0 | 0 | BC Hydro | 201606
Canadá | Gold River | Green Island Energy |  | 49.6827 | -126.1253 | Gold River |  | British Columbia |  |  | 90 | 90 | Biomasa | Biomasa | 0 | 0 | 0 | 0 | 0 | 0 | 0 | 0 | 0 | 0 | 90 | 0 | Green Island Energy | 201512
Canadá | Pine Falls |  | Tembec Inc | 50.5671 | -96.1783 | Alexander |  | Manitoba |  |  | 88 | 88 | Hidroeléctrica | Hidroeléctrica | 0 | 0 | 0 | 0 | 88 | 0 | 0 | 0 | 0 | 0 | 0 | 0 | MB Hydro | 201606
Canadá | Wintering Hills | Suncor / Teck | Suncor / Teck | 51.2214 | -112.5779 | Wheatland County |  | Alberta |  |  | 88 | 88 | Eólica | Eólica | 0 | 0 | 0 | 0 | 0 | 0 | 0 | 0 | 88 | 0 | 0 | 0 | CanWEA | 201512
Canadá | Taber | Enmax Green Power Inc | Enmax Green Power Inc | 49.7184 | -111.9266 | Taber |  | Alberta |  |  | 85.1 | 85.1 | Eólica | Eólica | 0 | 0 | 0 | 0 | 0 | 0 | 0 | 0 | 85.1 | 0 | 0 | 0 | CanWEA | 201512
Canadá | Upper Salmon |  | Newfoundland Labrador Hydroelectric Corporation (Nalcor Energy) | 48.1835 | -56.1725 | Victoria and White Bear River |  | Newfoundland and Labrador |  |  | 84 | 84 | Hidroeléctrica | Hidroeléctrica | 0 | 0 | 0 | 0 | 84 | 0 | 0 | 0 | 0 | 0 | 0 | 0 | NL Hydro | 201512
Canadá | Arnprior |  | Ontario Power Generation Inc | 45.4187 | -76.347 | Arnprior |  | Ontario |  |  | 82 | 82 | Hidroeléctrica | Hidroeléctrica | 0 | 0 | 0 | 0 | 82 | 0 | 0 | 0 | 0 | 0 | 0 | 0 | OPG | 201606
Canadá | Ghost Pine | Finavera | Finavera | 51.8723 | -113.3181 | Three Hills |  | Alberta |  |  | 81.6 | 81.6 | Eólica | Eólica | 0 | 0 | 0 | 0 | 0 | 0 | 0 | 0 | 81.6 | 0 | 0 | 0 | CanWEA | 201512
Canadá | Saint-Robert-Bellarmin | Enbridge (50%) / Edf Energies Nouvelles (20%) / Fiera Axium & Régime & Desjardins (30%) |  | 45.6746 | -70.5751 | St-Robert-Bellarmin |  | Quebec |  |  | 80 | 80 | Eólica | Eólica | 0 | 0 | 0 | 0 | 0 | 0 | 0 | 0 | 80 | 0 | 0 | 0 | CanWEA | 201512
Canadá | Bear Creek | TransCanada | TransCanada | 55.0704 | -118.6892 | Grande Prairie |  | Alberta |  |  | 80 | 30 | Gas natural | Biomasa | 0 | 50 | 0 | 0 | 0 | 0 | 0 | 0 | 0 | 0 | 30 | 0 | Alberta Energy | 201606
Canadá | West Cape 2 | Suez Renewable Energy | Suez Renewable Energy | 46.6665 | -64.3968 | West Cape |  | Prince Edward Island |  |  | 79.2 | 79.2 | Eólica | Eólica | 0 | 0 | 0 | 0 | 0 | 0 | 0 | 0 | 79.2 | 0 | 0 | 0 | CanWEA | 201512
Canadá | Raleigh | Raleigh Wind Power Partnership | Raleigh Wind Power Partnership | 42.2743 | -82.1824 | Municipality Of Chatham-Kent |  | Ontario |  |  | 78 | 78 | Eólica | Eólica | 0 | 0 | 0 | 0 | 0 | 0 | 0 | 0 | 78 | 0 | 0 | 0 | CanWEA | 201512
Canadá | Rapide-des-Cœurs | Hydro-Québec | Hydro-Québec | 47.7866 | -73.3753 | Saint-Maurice |  | Quebec |  |  | 76 | 76 | Hidroeléctrica | Hidroeléctrica | 0 | 0 | 0 | 0 | 76 | 0 | 0 | 0 | 0 | 0 | 0 | 0 | Hydro Québec | 201601
Canadá | Ripley | Suncor Energy Products Inc. and | Suncor Energy Products Inc. and | 44.0524 | -81.6558 | Township Of Huron-Kinloss |  | Ontario |  |  | 76 | 76 | Eólica | Eólica | 0 | 0 | 0 | 0 | 0 | 0 | 0 | 0 | 76 | 0 | 0 | 0 | CanWEA | 201512
Canadá | Castle Rock Ridge | Enel | Enel | 49.5561 | -113.963 | Pincher Creek |  | Alberta |  |  | 75.9 | 75.9 | Eólica | Eólica | 0 | 0 | 0 | 0 | 0 | 0 | 0 | 0 | 75.9 | 0 | 0 | 0 | CanWEA | 201512
Canadá | McBride Lake | Vision Quest (TransAlta) | Vision Quest (TransAlta) | 49.6123 | -113.4815 | Fort McLeod |  | Alberta |  |  | 75.2 | 75.2 | Eólica | Eólica | 0 | 0 | 0 | 0 | 0 | 0 | 0 | 0 | 75.2 | 0 | 0 | 0 | CanWEA | 201512
Canadá | Hinds Lake |  | Newfoundland Labrador Hydroelectric Corporation (Nalcor Energy) | 49.0825 | -57.2014 | Hinds Lake |  | Newfoundland and Labrador |  |  | 75 | 75 | Hidroeléctrica | Hidroeléctrica | 0 | 0 | 0 | 0 | 75 | 0 | 0 | 0 | 0 | 0 | 0 | 0 | NL Hydro | 201512
Canadá | Pointe du Bois |  | Manitoba Hydro | 50.2981 | -95.5481 | Pointe du Bois |  | Manitoba |  |  | 75 | 75 | Hidroeléctrica | Hidroeléctrica | 0 | 0 | 0 | 0 | 75 | 0 | 0 | 0 | 0 | 0 | 0 | 0 | MB Hydro | 201606
Canadá | Mont-Rothery |  |  | 48.972 | -65.3796 |  |  | Quebec |  |  | 74 | 74 | Eólica | Eólica | 0 | 0 | 0 | 0 | 0 | 0 | 0 | 0 | 74 | 0 | 0 | 0 | CanWEA | 201512
Canadá | Manitou Falls |  | Ontario Power Generation Inc | 50.5837 | -93.4554 | Manitou Falls |  | Ontario |  |  | 73 | 73 | Hidroeléctrica | Hidroeléctrica | 0 | 0 | 0 | 0 | 73 | 0 | 0 | 0 | 0 | 0 | 0 | 0 | OPG | 201606
Canadá | Montrose |  | Toba Montrose General Partnership | 50.6223 | -124.1868 | Powell River |  | British Columbia |  |  | 73 | 73 | Hidroeléctrica | Hidroeléctrica | 0 | 0 | 0 | 0 | 73 | 0 | 0 | 0 | 0 | 0 | 0 | 0 | BC Hydro | 201512
Canadá | Bornish | Bornish Wind, LP | Bornish Wind, LP | 43.1128 | -81.7024 | Keyser |  | Ontario |  |  | 72.9 | 72.9 | Eólica | Eólica | 0 | 0 | 0 | 0 | 0 | 0 | 0 | 0 | 72.9 | 0 | 0 | 0 | CanWEA | 201512
Canadá | Soderglen | Gw Power/Nexen (Advertized as 70 Mw - Keep An Eye On This) | Gw Power/Nexen (Advertized as 70 Mw - Keep An Eye On This) | 49.5385 | -113.5231 | Fort MacLeod |  | Alberta |  |  | 70.5 | 70.5 | Eólica | Eólica | 0 | 0 | 0 | 0 | 0 | 0 | 0 | 0 | 70.5 | 0 | 0 | 0 | CanWEA | 201512
Canadá | Summerview 1 | Vision Quest (TransAlta) | Vision Quest (TransAlta) | 49.5829 | -113.7931 | Pincher Creek |  | Alberta |  |  | 70.2 | 70.2 | Eólica | Eólica | 0 | 0 | 0 | 0 | 0 | 0 | 0 | 0 | 70.2 | 0 | 0 | 0 | CanWEA | 201512
Canadá | Alexander |  | Ontario Power Generation Inc | 49.1355 | -88.358 | Thunder Bay |  | Ontario |  |  | 69 | 69 | Hidroeléctrica | Hidroeléctrica | 0 | 0 | 0 | 0 | 69 | 0 | 0 | 0 | 0 | 0 | 0 | 0 | OPG | 201606
Canadá | Ardenville | TransAlta | TransAlta | 49.583 | -113.4351 | Fort McLeod |  | Alberta |  | Hwy 810 | 69 | 69 | Eólica | Eólica | 0 | 0 | 0 | 0 | 0 | 0 | 0 | 0 | 69 | 0 | 0 | 0 | CanWEA | 201512
Canadá | Whitedog Falls |  | Ontario Power Generation Inc | 50.1145 | -94.8691 | Whitedog Island |  | Ontario |  |  | 68 | 68 | Hidroeléctrica | Hidroeléctrica | 0 | 0 | 0 | 0 | 68 | 0 | 0 | 0 | 0 | 0 | 0 | 0 | OPG | 201606
Canadá | Seigneurie de Beaupré 4 |  |  | 47.2665 | -70.9456 | TNO du Lac Jacques-Cartier |  | Quebec |  |  | 67.9 | 67.9 | Eólica | Eólica | 0 | 0 | 0 | 0 | 0 | 0 | 0 | 0 | 67.9 | 0 | 0 | 0 | CanWEA | 201512
Canadá | New Richmond | TransAlta | TransAlta | 48.1999 | -65.7166 | New Richmond |  | Quebec |  |  | 67.8 | 67.8 | Eólica | Eólica | 0 | 0 | 0 | 0 | 0 | 0 | 0 | 0 | 67.8 | 0 | 0 | 0 | CanWEA | 201512
Canadá | Melancthon I | Canadian Hydro Developers Inc. | Canadian Hydro Developers Inc. | 44.1439 | -80.283 | Township Of Melancthon |  | Ontario |  |  | 67.5 | 67.5 | Eólica | Eólica | 0 | 0 | 0 | 0 | 0 | 0 | 0 | 0 | 67.5 | 0 | 0 | 0 | CanWEA | 201512
Canadá | Grand-Mère | Hydro-Québec | Hydro-Québec | 46.6152 | -72.6793 | Saint-Maurice |  | Quebec |  |  | 67 | 67 | Hidroeléctrica | Hidroeléctrica | 0 | 0 | 0 | 0 | 67 | 0 | 0 | 0 | 0 | 0 | 0 | 0 | Hydro Québec | 201601
Canadá | Rapide-2 | Hydro-Québec | Hydro-Québec | 47.9336 | -78.5761 | Outaouais |  | Quebec |  |  | 67 | 67 | Hidroeléctrica | Hidroeléctrica | 0 | 0 | 0 | 0 | 67 | 0 | 0 | 0 | 0 | 0 | 0 | 0 | Hydro Québec | 201601
Canadá | Rapide-7 | Hydro-Québec | Hydro-Québec | 47.7685 | -78.3102 | Outaouais |  | Quebec |  |  | 67 | 67 | Hidroeléctrica | Hidroeléctrica | 0 | 0 | 0 | 0 | 67 | 0 | 0 | 0 | 0 | 0 | 0 | 0 | Hydro Québec | 201601
Canadá | Slave Falls |  | Manitoba Hydro | 50.2221 | -95.5687 | Slave Falls |  | Manitoba |  |  | 67 | 67 | Hidroeléctrica | Hidroeléctrica | 0 | 0 | 0 | 0 | 67 | 0 | 0 | 0 | 0 | 0 | 0 | 0 | MB Hydro | 201606
Canadá | Williams Lake | Atlantic Power Corporation | Atlantic Power Corporation | 52.1613 | -122.1712 | Williams Lake |  | British Columbia |  |  | 66 | 66 | Biomasa | Biomasa | 0 | 0 | 0 | 0 | 0 | 0 | 0 | 0 | 0 | 0 | 66 | 0 | Atlantic Power | 201512
Canadá | Blue Trail | TransAlta | TransAlta | 49.6687 | -113.4522 | Fort McLeod |  | Alberta |  |  | 66 | 66 | Eólica | Eólica | 0 | 0 | 0 | 0 | 0 | 0 | 0 | 0 | 66 | 0 | 0 | 0 | CanWEA | 201512
Canadá | Grand Falls / Grand Sault |  | Nb Power Corporation | 47.0429 | -67.7369 | St John River |  | New Brunswick |  |  | 66 | 66 | Hidroeléctrica | Hidroeléctrica | 0 | 0 | 0 | 0 | 66 | 0 | 0 | 0 | 0 | 0 | 0 | 0 | NB Power | 201512
Canadá | Summerview 2 | TransAlta | TransAlta | 49.6026 | -113.7341 | Pincher Creek |  | Alberta |  |  | 66 | 66 | Eólica | Eólica | 0 | 0 | 0 | 0 | 0 | 0 | 0 | 0 | 66 | 0 | 0 | 0 | CanWEA | 201512
Canadá | Upper Bonnington |  | Fortisbc | 49.4601 | -117.4842 | Kootenay River |  | British Columbia |  |  | 66 | 66 | Hidroeléctrica | Hidroeléctrica | 0 | 0 | 0 | 0 | 66 | 0 | 0 | 0 | 0 | 0 | 0 | 0 | FortisBC | 201512
Canadá | Wahleach | BC Hydro | BC Hydro | 49.2366 | -121.6807 | Wahleach Lake |  | British Columbia |  |  | 65 | 65 | Hidroeléctrica | Hidroeléctrica | 0 | 0 | 0 | 0 | 65 | 0 | 0 | 0 | 0 | 0 | 0 | 0 | BC Hydro | 201606
Canadá | Strathcona | BC Hydro | BC Hydro | 49.9981 | -125.5856 | Campbell River |  | British Columbia |  |  | 64 | 64 | Hidroeléctrica | Hidroeléctrica | 0 | 0 | 0 | 0 | 64 | 0 | 0 | 0 | 0 | 0 | 0 | 0 | BC Hydro | 201606
Canadá | Jim-Gray | PF Résolu Canada Inc. | PF Résolu Canada Inc. | 48.6987 | -71.2125 | Saint David de Falardeau |  | Quebec |  |  | 63 | 63 | Hidroeléctrica | Hidroeléctrica | 0 | 0 | 0 | 0 | 63 | 0 | 0 | 0 | 0 | 0 | 0 | 0 | MERN | 201606
Canadá | Kettles Hill | Kettles Hill Wind Energy | Kettles Hill Wind Energy | 49.5159 | -113.8218 | Pincher Creek |  | Alberta |  |  | 63 | 63 | Eólica | Eólica | 0 | 0 | 0 | 0 | 0 | 0 | 0 | 0 | 63 | 0 | 0 | 0 | CanWEA | 201512
Canadá | Thunder Bay Condensing Turbine | Resolute Fp Canada Inc. | Resolute Fp Canada Inc. | 48.3579 | -89.2317 | Thunder Bay |  | Ontario | P7J 1L7 | 156 Darrel Ave | 62.4 | 62.4 | Biomasa | Biomasa | 0 | 0 | 0 | 0 | 0 | 0 | 0 | 0 | 0 | 0 | 62.4 | 0 | IESO Electricity Contracts | 201606
Canadá | Glen Dhu |  | Shear Wind | 45.6467 | -62.2216 |  |  | Nova Scotia |  |  | 62.1 | 62.1 | Eólica | Eólica | 0 | 0 | 0 | 0 | 0 | 0 | 0 | 0 | 62.1 | 0 | 0 | 0 | CanWEA | 201512
Canadá | Chute-Allard | Hydro-Québec | Hydro-Québec | 47.8929 | -73.7183 | Saint-Maurice |  | Quebec |  |  | 62 | 62 | Hidroeléctrica | Hidroeléctrica | 0 | 0 | 0 | 0 | 62 | 0 | 0 | 0 | 0 | 0 | 0 | 0 | Hydro Québec | 201601
Canadá | MacKay | Brookfield | Brookfield | 47.2688 | -84.4364 | Montreal Falls |  | Ontario |  |  | 62 | 62 | Hidroeléctrica | Hidroeléctrica | 0 | 0 | 0 | 0 | 62 | 0 | 0 | 0 | 0 | 0 | 0 | 0 | IESO Electricity Contracts | 201606
Canadá | Murdock-Wilson | PF Résolu Canada Inc. | PF Résolu Canada Inc. | 48.452 | -71.2132 | Saguenay |  | Quebec |  |  | 61.2 | 61.2 | Hidroeléctrica | Hidroeléctrica | 0 | 0 | 0 | 0 | 61.2 | 0 | 0 | 0 | 0 | 0 | 0 | 0 | MERN | 201606
Canadá | Canfor Prince George Pulp and Paper Mill | Canadian Forest Products Ltd. | Canadian Forest Products Ltd. | 53.9218 | -122.6851 | Prince George |  | British Columbia |  | 2789 Prince George Pulp Mill Road | 60 | 60 | Biomasa | Biomasa | 0 | 0 | 0 | 0 | 0 | 0 | 0 | 0 | 0 | 0 | 60 | 0 | Canadian Bioenergy Association | 201512
Canadá | Port Hawkesbury |  | Stora Enso Port Hawkesbury Ltd. | 45.5982 | -61.3601 | Point Tupper |  | Nova Scotia |  |  | 60 | 60 | Biomasa | Biomasa | 0 | 0 | 0 | 0 | 0 | 0 | 0 | 0 | 0 | 0 | 60 | 0 | NS Power | 201512
Canadá | McLean's Mountain | McLean's Mountain Wind Limited Partnership | McLean's Mountain Wind Limited Partnership | 45.9355 | -81.9835 | Little Current |  | Ontario |  |  | 60 | 60 | Eólica | Eólica | 0 | 0 | 0 | 0 | 0 | 0 | 0 | 0 | 60 | 0 | 0 | 0 | CanWEA | 201512
Canadá | Sarnia 2 | Enbridge | First Solar o & M | 42.9498 | -82.3199 | Sarnia |  | Ontario |  |  | 60 | 60 | Solar | Solar | 0 | 0 | 0 | 0 | 0 | 0 | 0 | 60 | 0 | 0 | 0 | 0 | Enbridge | 201512
Canadá | Adelaide | Kerwood Wind, LP | Kerwood Wind, LP | 42.9877 | -81.7068 | Kerwood |  | Ontario |  |  | 59.9 | 59.9 | Eólica | Eólica | 0 | 0 | 0 | 0 | 0 | 0 | 0 | 0 | 59.9 | 0 | 0 | 0 | CanWEA | 201512
Canadá | Bluewater | Varna Wind, LP | Varna Wind, LP | 43.4846 | -81.6282 | Zurich |  | Ontario |  |  | 59.2 | 59.2 | Eólica | Eólica | 0 | 0 | 0 | 0 | 0 | 0 | 0 | 0 | 59.2 | 0 | 0 | 0 | CanWEA | 201512
Canadá | Lake Buntzen 1 | BC Hydro | BC Hydro | 49.3706 | -122.8736 | Burnaby |  | British Columbia |  |  | 59 | 59 | Hidroeléctrica | Hidroeléctrica | 0 | 0 | 0 | 0 | 59 | 0 | 0 | 0 | 0 | 0 | 0 | 0 | BC Hydro | 201606
Canadá | Montagne-Seche | Innergex Inc. (38%) / TransCanada (42%) |  | 49.178 | -64.9418 | Cloridorme |  | Quebec |  |  | 58.5 | 58.5 | Eólica | Eólica | 0 | 0 | 0 | 0 | 0 | 0 | 0 | 0 | 58.5 | 0 | 0 | 0 | CanWEA | 201512
Canadá | Bow Lake | Nodin Kitagan Limited Partnership | Nodin Kitagan Limited Partnership | 47.2214 | -84.5235 | Montreal River Harbour |  | Ontario |  |  | 58.3 | 58.3 | Eólica | Eólica | 0 | 0 | 0 | 0 | 0 | 0 | 0 | 0 | 58.3 | 0 | 0 | 0 | CanWEA | 201512
Canadá | Tembec Temiscamingue 1-2 | Tembec Inc | Tembec Inc | 46.7094 | -79.0954 | Temiscaming |  | Quebec | J0Z 3R0 | Rue George Petty | 58.1 | 58.1 | Biomasa | Biomasa | 0 | 0 | 0 | 0 | 0 | 0 | 0 | 0 | 0 | 0 | 58.1 | 0 | MERN | 201512
Canadá | Mamquam | Atlantic Power Corporation | Atlantic Power Corporation | 49.7214 | -123.0919 | Mamquam River |  | British Columbia |  |  | 58 | 58 | Hidroeléctrica | Hidroeléctrica | 0 | 0 | 0 | 0 | 58 | 0 | 0 | 0 | 0 | 0 | 0 | 0 | BC Hydro | 201512
Canadá | Le Nordais 1 (Cap Chat) | TransAlta | TransAlta | 49.0673 | -66.7573 | Cap-Chat |  | Quebec |  |  | 56.3 | 56.3 | Eólica | Eólica | 0 | 0 | 0 | 0 | 0 | 0 | 0 | 0 | 56.3 | 0 | 0 | 0 | CanWEA | 201512
Canadá | Bryson | Hydro-Québec | Hydro-Québec | 45.6611 | -76.6318 | Outaouais |  | Quebec |  |  | 56 | 56 | Hidroeléctrica | Hidroeléctrica | 0 | 0 | 0 | 0 | 56 | 0 | 0 | 0 | 0 | 0 | 0 | 0 | Hydro Québec | 201601
Canadá | Canfor Northwood Pulp Mill | Canadian Forest Products Ltd. | Canadian Forest Products Ltd. | 53.9792 | -122.6936 | Prince George |  | British Columbia |  | 5353 Northwood Pulp Mill Rd | 55.4 | 55.4 | Biomasa | Biomasa | 0 | 0 | 0 | 0 | 0 | 0 | 0 | 0 | 0 | 0 | 55.4 | 0 | Statistics Canada | 2000
Canadá | Mcarthur |  | Manitoba Hydro | 50.3981 | -95.9977 | Oakbank |  | Manitoba |  |  | 55 | 55 | Hidroeléctrica | Hidroeléctrica | 0 | 0 | 0 | 0 | 55 | 0 | 0 | 0 | 0 | 0 | 0 | 0 | MB Hydro | 201606
Canadá | Mercier | Hydro-Québec | Hydro-Québec | 46.7173 | -75.9825 | Outaouais |  | Quebec |  |  | 55 | 55 | Hidroeléctrica | Hidroeléctrica | 0 | 0 | 0 | 0 | 55 | 0 | 0 | 0 | 0 | 0 | 0 | 0 | Hydro Québec | 201601
Canadá | Lower Bonnington |  | Fortisbc | 49.4617 | -117.5004 | Kootenay River |  | British Columbia |  |  | 54 | 54 | Hidroeléctrica | Hidroeléctrica | 0 | 0 | 0 | 0 | 54 | 0 | 0 | 0 | 0 | 0 | 0 | 0 | FortisBC | 201512
Canadá | Mont Copper |  | Creststreet Asset Management Ltd. | 48.9399 | -65.5271 | Murdochville |  | Quebec |  |  | 54 | 54 | Eólica | Eólica | 0 | 0 | 0 | 0 | 0 | 0 | 0 | 0 | 54 | 0 | 0 | 0 | CanWEA | 201512
Canadá | Mont Miller |  | Northland Power Inc. | 48.98 | -65.4958 | Murdochville |  | Quebec |  |  | 54 | 54 | Eólica | Eólica | 0 | 0 | 0 | 0 | 0 | 0 | 0 | 0 | 54 | 0 | 0 | 0 | CanWEA | 201512
Canadá | Rivière-des-Prairies | Hydro-Québec | Hydro-Québec | 45.5895 | -73.6572 | St. Lawrence River |  | Quebec |  |  | 54 | 54 | Hidroeléctrica | Hidroeléctrica | 0 | 0 | 0 | 0 | 54 | 0 | 0 | 0 | 0 | 0 | 0 | 0 | Hydro Québec | 201601
Canadá | South Slocan |  | Fortisbc | 49.4555 | -117.5197 | Kootenay River |  | British Columbia |  |  | 54 | 54 | Hidroeléctrica | Hidroeléctrica | 0 | 0 | 0 | 0 | 54 | 0 | 0 | 0 | 0 | 0 | 0 | 0 | FortisBC | 201512
Canadá | Whatshan | BC Hydro | BC Hydro | 49.9106 | -118.0718 | Whatshan Lake |  | British Columbia |  |  | 54 | 54 | Hidroeléctrica | Hidroeléctrica | 0 | 0 | 0 | 0 | 54 | 0 | 0 | 0 | 0 | 0 | 0 | 0 | BC Hydro | 201512
Canadá | Clergue | Brookfield | Brookfield | 46.5148 | -84.3472 | Sault Ste Marie |  | Ontario |  |  | 52 | 52 | Hidroeléctrica | Hidroeléctrica | 0 | 0 | 0 | 0 | 52 | 0 | 0 | 0 | 0 | 0 | 0 | 0 | IESO Electricity Contracts | 201606
Canadá | Hinton Pulp |  | West Fraser Timber Co | 53.4153 | -117.5717 | Hinton |  | Alberta | T7V 1H1 | River Rd | 52 | 52 | Biomasa | Biomasa | 0 | 0 | 0 | 0 | 0 | 0 | 0 | 0 | 0 | 0 | 52 | 0 | Statistics Canada | 2000
Canadá | Témiscouata II |  |  | 47.6212 | -69.1296 |  |  | Quebec |  |  | 51.7 | 51.7 | Eólica | Eólica | 0 | 0 | 0 | 0 | 0 | 0 | 0 | 0 | 51.7 | 0 | 0 | 0 | CanWEA | 201512
Canadá | Skookumchuk |  | Tembec Inc | 49.5284 | -115.7578 | Skookumchuk |  | British Columbia |  |  | 51 | 51 | Biomasa | Biomasa | 0 | 0 | 0 | 0 | 0 | 0 | 0 | 0 | 0 | 0 | 51 | 0 | BC Hydro | 201512
Canadá | Corra Linn |  | Fortisbc | 49.4689 | -117.4686 | Kootenay River |  | British Columbia |  |  | 51 | 51 | Hidroeléctrica | Hidroeléctrica | 0 | 0 | 0 | 0 | 51 | 0 | 0 | 0 | 0 | 0 | 0 | 0 | FortisBC | 201512
Canadá | Dalhousie Mountain |  |  | 45.5757 | -62.9755 |  |  | Nova Scotia |  |  | 51 | 51 | Eólica | Eólica | 0 | 0 | 0 | 0 | 0 | 0 | 0 | 0 | 51 | 0 | 0 | 0 | CanWEA | 201512
Canadá | Ghost | TransAlta | TransAlta | 51.2188 | -114.7078 | Cochrane |  | Alberta |  |  | 51 | 51 | Hidroeléctrica | Hidroeléctrica | 0 | 0 | 0 | 0 | 51 | 0 | 0 | 0 | 0 | 0 | 0 | 0 | TransAlta | 201512
Canadá | Hart-Jaune | Hydro-Québec | Hydro-Québec | 51.7849 | -67.9119 | Manicouagan |  | Quebec |  |  | 51 | 51 | Hidroeléctrica | Hidroeléctrica | 0 | 0 | 0 | 0 | 51 | 0 | 0 | 0 | 0 | 0 | 0 | 0 | Hydro Québec | 201601
Canadá | Gosfield | Gosfield Wind Limited Partnership | Gosfield Wind Limited Partnership | 42.1269 | -82.6835 | Town Of Kingsville |  | Ontario |  |  | 50.6 | 50.6 | Eólica | Eólica | 0 | 0 | 0 | 0 | 0 | 0 | 0 | 0 | 50.6 | 0 | 0 | 0 | CanWEA | 201512
Canadá | Nuttby Mountain |  | Nova Scotia Power Inc | 45.5599 | -63.2194 |  |  | Nova Scotia |  |  | 50.6 | 50.6 | Eólica | Eólica | 0 | 0 | 0 | 0 | 0 | 0 | 0 | 0 | 50.6 | 0 | 0 | 0 | CanWEA | 201512
Canadá | Rundle | TransAlta | TransAlta | 51.0887 | -115.3736 | Canmore |  | Alberta |  |  | 50 | 50 | Hidroeléctrica | Hidroeléctrica | 0 | 0 | 0 | 0 | 50 | 0 | 0 | 0 | 0 | 0 | 0 | 0 | TransAlta | 201512
Canadá | Ashlu Creek | Innergex Inc. | Innergex Inc. | 49.9143 | -123.325 | Squamish |  | British Columbia |  |  | 49.9 | 49.9 | Hidroeléctrica | Hidroeléctrica | 0 | 0 | 0 | 0 | 49.9 | 0 | 0 | 0 | 0 | 0 | 0 | 0 | Innergex | 201512
Canadá | Kwoiek Creek | Innergex Inc. (50%) / Kanaka Bar Indian Band (50%) |  | 50.1051 | -121.5671 | Kwoiek Creek |  | British Columbia |  |  | 49.9 | 49.9 | Hidroeléctrica | Hidroeléctrica | 0 | 0 | 0 | 0 | 49.9 | 0 | 0 | 0 | 0 | 0 | 0 | 0 | Innergex | 201512
Canadá | Rutherford Creek | Innergex Inc. | Innergex Inc. | 50.2727 | -122.867 | Pemberton |  | British Columbia |  |  | 49.9 | 49.9 | Hidroeléctrica | Hidroeléctrica | 0 | 0 | 0 | 0 | 49.9 | 0 | 0 | 0 | 0 | 0 | 0 | 0 | Innergex | 201512
Canadá | Pointes aux Roches | Pointe-aux-Roches Wind LP | Pointe-aux-Roches Wind LP | 42.2841 | -82.5284 | Lakeshore |  | Ontario |  |  | 48.6 | 48.6 | Eólica | Eólica | 0 | 0 | 0 | 0 | 0 | 0 | 0 | 0 | 48.6 | 0 | 0 | 0 | CanWEA | 201512
Canadá | Weyerhaeuser Grande Prairie | Weyerhaeuser | Weyerhaeuser | 55.0711 | -118.6907 | Grande Prairie |  | Alberta |  |  | 48 | 48 | Biomasa | Biomasa | 0 | 0 | 0 | 0 | 0 | 0 | 0 | 0 | 0 | 0 | 48 | 0 | Alberta Energy | 201606
Canadá | Seton | BC Hydro | BC Hydro | 50.6727 | -121.9241 | Seton Creek |  | British Columbia |  |  | 48 | 48 | Hidroeléctrica | Hidroeléctrica | 0 | 0 | 0 | 0 | 48 | 0 | 0 | 0 | 0 | 0 | 0 | 0 | BC Hydro | 201606
Canadá | Silver Falls |  | Ontario Power Generation Inc | 48.6609 | -89.5974 | Kaministiquia |  | Ontario |  |  | 48 | 48 | Hidroeléctrica | Hidroeléctrica | 0 | 0 | 0 | 0 | 48 | 0 | 0 | 0 | 0 | 0 | 0 | 0 | OPG | 201606
Canadá | Fort Frances |  | Abitibi Consolidated Inc | 48.6074 | -93.3951 | Fort Frances |  | Ontario |  |  | 47 | 47 | Biomasa | Biomasa | 0 | 0 | 0 | 0 | 0 | 0 | 0 | 0 | 0 | 0 | 47 | 0 | IESO Capability Report | 201606
Canadá | Andrews | Brookfield | Brookfield | 47.2386 | -84.6461 | Montreal River |  | Ontario |  |  | 47 | 47 | Hidroeléctrica | Hidroeléctrica | 0 | 0 | 0 | 0 | 47 | 0 | 0 | 0 | 0 | 0 | 0 | 0 | IESO Electricity Contracts | 201606
Canadá | Ladore Falls | BC Hydro | BC Hydro | 50.0173 | -125.393 | Campbell River |  | British Columbia |  |  | 47 | 47 | Hidroeléctrica | Hidroeléctrica | 0 | 0 | 0 | 0 | 47 | 0 | 0 | 0 | 0 | 0 | 0 | 0 | BC Hydro | 201606
Canadá | Grand Falls |  | Newfoundland Power | 48.9254 | -55.6678 | Exploits River |  | Newfoundland and Labrador |  |  | 46 | 46 | Hidroeléctrica | Hidroeléctrica | 0 | 0 | 0 | 0 | 46 | 0 | 0 | 0 | 0 | 0 | 0 | 0 | Newfoundland Power | 201512
Canadá | Old Man 2 | Mainstream | Mainstream | 49.5708 | -113.8534 | Pincher Creek |  | Alberta |  |  | 46 | 46 | Eólica | Eólica | 0 | 0 | 0 | 0 | 0 | 0 | 0 | 0 | 46 | 0 | 0 | 0 | CanWEA | 201512
Canadá | Rayner | Brookfield | Brookfield | 46.4337 | -83.3838 | Wharnclife |  | Ontario |  |  | 46 | 46 | Hidroeléctrica | Hidroeléctrica | 0 | 0 | 0 | 0 | 46 | 0 | 0 | 0 | 0 | 0 | 0 | 0 | IESO Electricity Contracts | 201606
Canadá | Aguasabon |  | Ontario Power Generation Inc | 48.7867 | -87.161 | Terrace Bay |  | Ontario |  |  | 45 | 45 | Hidroeléctrica | Hidroeléctrica | 0 | 0 | 0 | 0 | 45 | 0 | 0 | 0 | 0 | 0 | 0 | 0 | OPG | 201606
Canadá | Dunford | Brookfield | Brookfield | 47.9069 | -84.7156 | Shelburne |  | Ontario |  |  | 45 | 45 | Hidroeléctrica | Hidroeléctrica | 0 | 0 | 0 | 0 | 45 | 0 | 0 | 0 | 0 | 0 | 0 | 0 | IESO Electricity Contracts | 201606
Canadá | Kokish River |  | Brookfield Renewable Energy Partners | 50.5199 | -126.8755 |  |  | British Columbia |  |  | 45 | 45 | Hidroeléctrica | Hidroeléctrica | 0 | 0 | 0 | 0 | 45 | 0 | 0 | 0 | 0 | 0 | 0 | 0 | Brookfield Renewable | 201512
Canadá | Lameque |  |  | 47.8494 | -64.6187 | Gloucester County |  | New Brunswick |  |  | 45 | 45 | Eólica | Eólica | 0 | 0 | 0 | 0 | 0 | 0 | 0 | 0 | 45 | 0 | 0 | 0 | CanWEA | 201512
Canadá | Pingston Creek | TransAlta (50%) / Canadian Hydro Developers (50%) | TransAlta | 50.5501 | -117.9484 | Revelstoke |  | British Columbia |  |  | 45 | 45 | Hidroeléctrica | Hidroeléctrica | 0 | 0 | 0 | 0 | 45 | 0 | 0 | 0 | 0 | 0 | 0 | 0 | TransAlta | 201512
Canadá | SSM 2/3 | Starwood Energy | Starwood Energy | 46.5473 | -84.2796 | Sault Ste Marie |  | Ontario |  |  | 45 | 45 | Solar | Solar | 0 | 0 | 0 | 0 | 0 | 0 | 0 | 45 | 0 | 0 | 0 | 0 | Starwood Energy Group | 201512
Canadá | Saint-Félicien (Fibrek) | PF Résolu Canada Inc. | PF Résolu Canada Inc. | 48.7465 | -72.5128 | Saint-Felicien |  | Quebec | G8K 2R6 | 4000 chemin St-Eusebe | 43 | 43 | Biomasa | Biomasa | 0 | 0 | 0 | 0 | 0 | 0 | 0 | 0 | 0 | 0 | 43 | 0 | MERN | 201512
Canadá | Le Nordais 2 (Matane) | TransAlta | TransAlta | 48.7816 | -67.6097 | Matane |  | Quebec |  |  | 42.8 | 42.8 | Eólica | Eólica | 0 | 0 | 0 | 0 | 0 | 0 | 0 | 0 | 42.8 | 0 | 0 | 0 | CanWEA | 201512
Canadá | Miramichi |  | Miramichi Pulp & Paper Inc | 46.9697 | -65.5943 | Miramichi |  | New Brunswick | E1V 1K6 | Boise Cascade Rd | 42 | 42 | Biomasa | Biomasa | 0 | 0 | 0 | 0 | 0 | 0 | 0 | 0 | 0 | 0 | 42 | 0 | Statistics Canada | 2000
Canadá | Red Rock Falls | Brookfield | Brookfield | 46.315 | -83.2905 | Algoma District |  | Ontario |  |  | 41 | 41 | Hidroeléctrica | Hidroeléctrica | 0 | 0 | 0 | 0 | 41 | 0 | 0 | 0 | 0 | 0 | 0 | 0 | IESO Electricity Contracts | 201606
Canadá | Dufferin | Énergie La Lièvre, Sec/Énergie Brookfield Inc. | Énergie La Lièvre, Sec/Énergie Brookfield Inc. | 45.5844 | -75.4178 | Gatineau |  | Quebec |  |  | 40.6 | 40.6 | Hidroeléctrica | Hidroeléctrica | 0 | 0 | 0 | 0 | 40.6 | 0 | 0 | 0 | 0 | 0 | 0 | 0 | MERN | 201606
Canadá | Magpie | Magpie, Socom | Magpie, Socom | 50.3228 | -64.4542 | Rivière Magpie |  | Quebec |  |  | 40.6 | 40.6 | Hidroeléctrica | Hidroeléctrica | 0 | 0 | 0 | 0 | 40.6 | 0 | 0 | 0 | 0 | 0 | 0 | 0 | MERN | 201606
Canadá | Grand Valley III | Grand Valley 2 Limited Partnership | Grand Valley 2 Limited Partnership | 43.9293 | -80.3444 | Grand Valley |  | Ontario |  |  | 40.1 | 40.1 | Eólica | Eólica | 0 | 0 | 0 | 0 | 0 | 0 | 0 | 0 | 40.1 | 0 | 0 | 0 | CanWEA | 201512
Canadá | Adelaide (Suncor) | Suncor Adelaide Wind Limited Partnership | Suncor Adelaide Wind Limited Partnership | 43.0184 | -81.7392 | Strathroy |  | Ontario |  |  | 40 | 40 | Eólica | Eólica | 0 | 0 | 0 | 0 | 0 | 0 | 0 | 0 | 40 | 0 | 0 | 0 | CanWEA | 201512
Canadá | Granite Canal |  | Newfoundland Labrador Hydroelectric Corporation (Nalcor Energy) | 48.1966 | -56.8152 | Granite Lake |  | Newfoundland and Labrador |  |  | 40 | 40 | Hidroeléctrica | Hidroeléctrica | 0 | 0 | 0 | 0 | 40 | 0 | 0 | 0 | 0 | 0 | 0 | 0 | NL Hydro | 201512
Canadá | Island Falls (H2o) | H2O Power LP | H2O Power LP | 49.5772 | -81.3821 | Smooth Rock Falls |  | Ontario |  |  | 40 | 40 | Hidroeléctrica | Hidroeléctrica | 0 | 0 | 0 | 0 | 40 | 0 | 0 | 0 | 0 | 0 | 0 | 0 | IESO Electricity Contracts | 201606
Canadá | Thames River I |  |  | 42.2701 | -82.2539 | Merlin |  | Ontario |  |  | 40 | 40 | Eólica | Eólica | 0 | 0 | 0 | 0 | 0 | 0 | 0 | 0 | 40 | 0 | 0 | 0 | CanWEA | 201512
Canadá | Whitehorse |  | Yukon Energy Corporation | 60.6984 | -135.0435 | Whitehorse |  | Yukon |  |  | 40 | 40 | Hidroeléctrica | Hidroeléctrica | 0 | 0 | 0 | 0 | 40 | 0 | 0 | 0 | 0 | 0 | 0 | 0 | Yukon Energy | 201512
Canadá | Harrow |  | Gdf Suez Canada | 42.0323 | -82.9618 | Harrow |  | Ontario |  |  | 39.6 | 39.6 | Eólica | Eólica | 0 | 0 | 0 | 0 | 0 | 0 | 0 | 0 | 39.6 | 0 | 0 | 0 | CanWEA | 201512
Canadá | Kingsbridge 1 | Cp Renewable Energy (Kingsbridge) LP | Cp Renewable Energy (Kingsbridge) LP | 43.8589 | -81.692 | Goderich |  | Ontario |  |  | 39.6 | 39.6 | Eólica | Eólica | 0 | 0 | 0 | 0 | 0 | 0 | 0 | 0 | 39.6 | 0 | 0 | 0 | CanWEA | 201512
Canadá | Castle River | Vision Quest (TransAlta) | Vision Quest (TransAlta) | 49.516 | -114.0276 | Pincher Creek |  | Alberta |  |  | 39.5 | 39.5 | Eólica | Eólica | 0 | 0 | 0 | 0 | 0 | 0 | 0 | 0 | 39.5 | 0 | 0 | 0 | CanWEA | 201512
Canadá | Calstock | Atlantic Power Corporation |  | 49.7456 | -84.0736 | Hearst |  | Ontario |  |  | 38 | 38 | Biomasa | Biomasa | 0 | 0 | 0 | 0 | 0 | 0 | 0 | 0 | 0 | 0 | 38 | 0 | IESO Capability Report | 201606
Canadá | Catalyst Paper Crofton |  | Catalyst Paper | 48.8757 | -123.65 | Crofton |  | British Columbia |  |  | 38 | 38 | Biomasa | Biomasa | 0 | 0 | 0 | 0 | 0 | 0 | 0 | 0 | 0 | 0 | 38 | 0 | BCH/ STC | 201512
Canadá | Edmundston Pulp Mill (Twin Rivers) |  | Fraser Papers Inc (Canada) / Papiers Fraser Inc (Canada) | 47.3702 | -68.3318 |  |  | New Brunswick |  |  | 38 | 38 | Biomasa | Biomasa | 0 | 0 | 0 | 0 | 0 | 0 | 0 | 0 | 0 | 0 | 38 | 0 | Twin River Paper | 201512
Canadá | Powell Lake |  | Brookfield Renewable Energy Partners | 49.8723 | -124.5577 | Powell Lake |  | British Columbia |  |  | 38 | 38 | Hidroeléctrica | Hidroeléctrica | 0 | 0 | 0 | 0 | 38 | 0 | 0 | 0 | 0 | 0 | 0 | 0 | Brookfield Renewable | 201512
Canadá | S.P.C. | Centrale S.P.C. Inc./Elkem Métal Canada Inc. | Centrale S.P.C. Inc./Elkem Métal Canada Inc. | 48.4212 | -71.0839 | Chicoutimi |  | Quebec |  |  | 38 | 38 | Hidroeléctrica | Hidroeléctrica | 0 | 0 | 0 | 0 | 38 | 0 | 0 | 0 | 0 | 0 | 0 | 0 | MERN | 201606
Canadá | Aishihik |  | Yukon Energy Corporation | 61.0351 | -137.0509 | Aishihik |  | Yukon |  |  | 37 | 37 | Hidroeléctrica | Hidroeléctrica | 0 | 0 | 0 | 0 | 37 | 0 | 0 | 0 | 0 | 0 | 0 | 0 | Yukon Energy | 201512
Canadá | Lois Lake |  | Brookfield Renewable Energy Partners | 49.7699 | -124.317 | Stillwater |  | British Columbia |  |  | 37 | 37 | Hidroeléctrica | Hidroeléctrica | 0 | 0 | 0 | 0 | 37 | 0 | 0 | 0 | 0 | 0 | 0 | 0 | Brookfield Renewable | 201512
Canadá | Tinker | Algonquin Power | Algonquin Power | 46.8097 | -67.7665 | Aroostook River |  | New Brunswick |  |  | 36.8 | 36.8 | Hidroeléctrica | Hidroeléctrica | 0 | 0 | 0 | 0 | 36.8 | 0 | 0 | 0 | 0 | 0 | 0 | 0 | Algonquin Power | 201606
Canadá | MacKenzie | Conifex Timber Inc. | Abitibi Consolidated Inc | 55.34 | -123.1864 | Mackenzie |  | British Columbia |  | FFI Road | 36 | 36 | Biomasa | Biomasa | 0 | 0 | 0 | 0 | 0 | 0 | 0 | 0 | 0 | 0 | 36 | 0 | Canadian Biomass Magazine | 201512
Canadá | Cascade | TransAlta | TransAlta | 51.2002 | -115.5021 | Banff |  | Alberta |  |  | 36 | 36 | Hidroeléctrica | Hidroeléctrica | 0 | 0 | 0 | 0 | 36 | 0 | 0 | 0 | 0 | 0 | 0 | 0 | TransAlta | 201512
Canadá | Powell River |  | Catalyst Paper | 49.8731 | -124.5544 | Powell River |  | British Columbia |  | 5775 Ash Ave | 36 | 36 | Biomasa | Biomasa | 0 | 0 | 0 | 0 | 0 | 0 | 0 | 0 | 0 | 0 | 36 | 0 | Catalyst Paper | 201512
Canadá | Senneterre | Boralex Inc. | Boralex Inc. | 48.3838 | -77.223 | Senneterre |  | Quebec |  |  | 35 | 35 | Biomasa | Biomasa | 0 | 0 | 0 | 0 | 0 | 0 | 0 | 0 | 0 | 0 | 35 | 0 | MERN | 201512
Canadá | Stardale | Innergex Inc. | Innergex Inc. | 45.5035 | -74.5278 | St Eugene |  | Ontario |  |  | 33.2 | 33.2 | Solar | Solar | 0 | 0 | 0 | 0 | 0 | 0 | 0 | 33.2 | 0 | 0 | 0 | 0 | Innergex | 201512
Canadá | Domtar Pulp Mill (Kamloops) | Domtar Inc | Domtar Inc | 50.6894 | -120.4053 | Kamloops |  | British Columbia |  |  | 33 | 33 | Biomasa | Biomasa | 0 | 0 | 0 | 0 | 0 | 0 | 0 | 0 | 0 | 0 | 33 | 0 | Canadian Bioenergy Association | 201512
Canadá | Miller Creek | Innergex Inc. | Innergex Inc. | 50.3499 | -122.8714 | Pemberton |  | British Columbia |  |  | 33 | 33 | Hidroeléctrica | Hidroeléctrica | 0 | 0 | 0 | 0 | 33 | 0 | 0 | 0 | 0 | 0 | 0 | 0 | Innergex | 201512
Canadá | St. Columban | St. Columban Energy LP | St. Columban Energy LP | 43.5505 | -81.2896 | Seaforth |  | Ontario |  |  | 33 | 33 | Eólica | Eólica | 0 | 0 | 0 | 0 | 0 | 0 | 0 | 0 | 33 | 0 | 0 | 0 | CanWEA | 201512
Canadá | Upper Stave River | Innergex Inc. (50%) / Harrison Hydro Project (50%) | Innergex Inc. | 49.5666 | -122.3475 | Mission |  | British Columbia |  |  | 33 | 33 | Hidroeléctrica | Hidroeléctrica | 0 | 0 | 0 | 0 | 33 | 0 | 0 | 0 | 0 | 0 | 0 | 0 | Innergex | 201512
Canadá | Oldman River | ATCO Power | ATCO Power | 49.561 | -113.896 | Pincher Creek |  | Alberta |  |  | 32 | 32 | Hidroeléctrica | Hidroeléctrica | 0 | 0 | 0 | 0 | 32 | 0 | 0 | 0 | 0 | 0 | 0 | 0 | Alberta Energy | 201606
Canadá | Domtar - Windsor | Domtar Inc | Domtar Inc | 45.5658 | -71.981 | Windsor |  | Quebec | J1S 2L9 | 609 rang 12 | 31.8 | 31.8 | Biomasa | Biomasa | 0 | 0 | 0 | 0 | 0 | 0 | 0 | 0 | 0 | 0 | 31.8 | 0 | MERN | 201512
Canadá | Harmac | Nanaimo Forest Products Ltd. | Nanaimo Forest Products Ltd. | 49.1385 | -123.8571 | Nanaimo |  | British Columbia |  |  | 31.5 | 31.5 | Biomasa | Biomasa | 0 | 0 | 0 | 0 | 0 | 0 | 0 | 0 | 0 | 0 | 31.5 | 0 | Statistics Canada | 2000
Canadá | Amherst I |  | Sprott Power Corporation | 45.8267 | -64.2417 |  |  | Nova Scotia |  |  | 31.5 | 31.5 | Eólica | Eólica | 0 | 0 | 0 | 0 | 0 | 0 | 0 | 0 | 31.5 | 0 | 0 | 0 | CanWEA | 201512
Canadá | Chapais |  | Chapais Energie Societe en Commandites | 49.7709 | -74.8568 | Chapais |  | Quebec |  |  | 31 | 31 | Biomasa | Biomasa | 0 | 0 | 0 | 0 | 0 | 0 | 0 | 0 | 0 | 0 | 31 | 0 | MERN | 201512
Canadá | Long Lake | Regional Power Inc. |  | 56.0623 | -130.0185 |  |  | British Columbia |  |  | 31 | 31 | Hidroeléctrica | Hidroeléctrica | 0 | 0 | 0 | 0 | 31 | 0 | 0 | 0 | 0 | 0 | 0 | 0 | Regional Power | 201512
Canadá | Digby |  | Nova Scotia Power Inc | 44.5914 | -65.9444 |  |  | Nova Scotia |  |  | 30.8 | 30.8 | Eólica | Eólica | 0 | 0 | 0 | 0 | 0 | 0 | 0 | 0 | 30.8 | 0 | 0 | 0 | CanWEA | 201512
Canadá | Pubnico Point 1 / 2 |  | Atlantic Wind Power Corporation | 43.603 | -65.8038 | Pubnico |  | Nova Scotia |  |  | 30.6 | 30.6 | Eólica | Eólica | 0 | 0 | 0 | 0 | 0 | 0 | 0 | 0 | 30.6 | 0 | 0 | 0 | CanWEA | 201512
Canadá | Chin Chute | Suncor / EHN/ Enbridge | Suncor / EHN/ Enbridge | 49.6933 | -112.3292 | Taber |  | Alberta |  |  | 30 | 30 | Eólica | Eólica | 0 | 0 | 0 | 0 | 0 | 0 | 0 | 0 | 30 | 0 | 0 | 0 | CanWEA | 201512
Canadá | Eastern Kings | PEI Energy Corporation | PEI Energy Corporation | 46.4525 | -62.0682 | North Lake |  | Prince Edward Island |  |  | 30 | 30 | Eólica | Eólica | 0 | 0 | 0 | 0 | 0 | 0 | 0 | 0 | 30 | 0 | 0 | 0 | CanWEA | 201512
Canadá | Hermanville / Clearspring | PEI Energy Corporation | PEI Energy Corporation | 46.4543 | -62.3146 | Hermanville |  | Prince Edward Island |  |  | 30 | 30 | Eólica | Eólica | 0 | 0 | 0 | 0 | 0 | 0 | 0 | 0 | 30 | 0 | 0 | 0 | CanWEA | 201512
Canadá | Iroquois Falls | H2O Power LP | H2O Power LP | 48.7638 | -80.6688 | Iroquois Falls |  | Ontario |  | 1 Park St. | 30 | 30 | Hidroeléctrica | Hidroeléctrica | 0 | 0 | 0 | 0 | 30 | 0 | 0 | 0 | 0 | 0 | 0 | 0 | IESO Electricity Contracts | 201606
Canadá | Magrath | Suncor / EHN/ Enbridge | Suncor / EHN/ Enbridge | 49.3859 | -112.9488 | Magrath |  | Alberta |  |  | 30 | 30 | Eólica | Eólica | 0 | 0 | 0 | 0 | 0 | 0 | 0 | 0 | 30 | 0 | 0 | 0 | CanWEA | 201512
Canadá | Peace River Pulp | Daishowa-Marubeni | Daishowa-Marubeni | 56.3711 | -117.1856 | St Isidore |  | Alberta | T0H 3B0 |  | 30 | 30 | Biomasa | Biomasa | 0 | 0 | 0 | 0 | 0 | 0 | 0 | 0 | 0 | 0 | 30 | 0 | Alberta Energy | 201606
Canadá | South Branch | South Dundas Windfarm Limited Partnership | South Dundas Windfarm Limited Partnership | 44.9437 | -75.371 | Brinston |  | Ontario |  |  | 30 | 30 | Eólica | Eólica | 0 | 0 | 0 | 0 | 0 | 0 | 0 | 0 | 30 | 0 | 0 | 0 | CanWEA | 201512
Canadá | Saint John |  | Irving Pulp & Paper Ltd. | 45.2589 | -66.0945 |  |  | New Brunswick |  |  | 29.7 | 29.7 | Biomasa | Biomasa | 0 | 0 | 0 | 0 | 0 | 0 | 0 | 0 | 0 | 0 | 29.7 | 0 | Statistics Canada | 2000
Canadá | Bull Creek |  |  | 52.5091 | -110.0831 |  |  | Alberta |  |  | 29.2 | 29.2 | Eólica | Eólica | 0 | 0 | 0 | 0 | 0 | 0 | 0 | 0 | 29.2 | 0 | 0 | 0 | CanWEA | 201512
Canadá | Brooklyn Energy Centre |  | Brooklyn Power Copr | 44.0515 | -64.6956 | Brooklyn |  | Nova Scotia |  |  | 29 | 29 | Biomasa | Biomasa | 0 | 0 | 0 | 0 | 0 | 0 | 0 | 0 | 0 | 0 | 29 | 0 | Statistics Canada | 2000
Canadá | Chute-Hemmings | Hydro-Québec | Hydro-Québec | 45.8632 | -72.4502 | Saint-François |  | Quebec |  |  | 29 | 29 | Hidroeléctrica | Hidroeléctrica | 0 | 0 | 0 | 0 | 29 | 0 | 0 | 0 | 0 | 0 | 0 | 0 | Hydro Québec | 201601
Canadá | Lac Seul / Ear Falls | Ontario Power Generation Inc. | Ontario Power Generation Inc. | 50.6307 | -93.2206 | Ear Falls |  | Ontario |  |  | 29 | 29 | Hidroeléctrica | Hidroeléctrica | 0 | 0 | 0 | 0 | 29 | 0 | 0 | 0 | 0 | 0 | 0 | 0 | OPG | 201606
Canadá | Dolbeau |  | Boralex Inc | 48.8794 | -72.2174 | Dolbeau Mistassini |  | Quebec |  |  | 28.8 | 28.8 | Biomasa | Biomasa | 0 | 0 | 0 | 0 | 0 | 0 | 0 | 0 | 0 | 0 | 28.8 | 0 | MERN | 201512
Canadá | Ash River | BC Hydro | BC Hydro | 49.3734 | -125.1506 | Ash River |  | British Columbia |  |  | 28 | 28 | Hidroeléctrica | Hidroeléctrica | 0 | 0 | 0 | 0 | 28 | 0 | 0 | 0 | 0 | 0 | 0 | 0 | BC Hydro | 201606
Canadá | Whitecourt | Whitecourt Power Partnership | Whitecourt Power Partnership | 54.1624 | -115.7336 | Whitecourt |  | Alberta |  | Hwy 32 | 28 | 28 | Biomasa | Biomasa | 0 | 0 | 0 | 0 | 0 | 0 | 0 | 0 | 0 | 0 | 28 | 0 | Statistics Canada | 2000
Canadá | Sainte-Marguerite-1-1a | Hydrowatt Sm-1 Inc. / Fiducie Sainte-Marguerite | Hydrowatt Sm-1 Inc. / Fiducie Sainte-Marguerite | 50.1971 | -66.6362 | Sept Iles |  | Quebec |  |  | 27.9 | 27.9 | Hidroeléctrica | Hidroeléctrica | 0 | 0 | 0 | 0 | 27.9 | 0 | 0 | 0 | 0 | 0 | 0 | 0 | MERN | 201606
Canadá | Big Eddy Inco | Vale Canada Limited/Vale Canada Limi | Vale Canada Limited / Vale Canada Limi | 46.3839 | -81.5781 | Worthington |  | Ontario |  |  | 27.6 | 27.6 | Hidroeléctrica | Hidroeléctrica | 0 | 0 | 0 | 0 | 27.6 | 0 | 0 | 0 | 0 | 0 | 0 | 0 | Statistics Canada | 2000
Canadá | Cariboo Pulp & Paper Company | Daishowa-Marubeni International Ltd. (Dmi) & West Fraser Mills Ltd. (50/50) | West Fraser | 52.997 | -122.4853 | Quesnel |  | British Columbia |  |  | 27 | 27 | Biomasa | Biomasa | 0 | 0 | 0 | 0 | 0 | 0 | 0 | 0 | 0 | 0 | 27 | 0 | Canadian Bioenergy Association | 201512
Canadá | Douglas Creek | Innergex Inc. (50%) / Harrison Hydro Project (50%) | Innergex Inc. | 49.7676 | -122.151 | Mission |  | British Columbia |  |  | 27 | 27 | Hidroeléctrica | Hidroeléctrica | 0 | 0 | 0 | 0 | 27 | 0 | 0 | 0 | 0 | 0 | 0 | 0 | Innergex | 201512
Canadá | Fermeuse |  |  | 46.9699 | -52.97 |  |  | Newfoundland and Labrador |  |  | 27 | 27 | Eólica | Eólica | 0 | 0 | 0 | 0 | 0 | 0 | 0 | 0 | 27 | 0 | 0 | 0 | CanWEA | 201512
Canadá | Hull-2 | Hydro-Québec | Hydro-Québec | 45.4217 | -75.7197 | Outaouais |  | Quebec |  |  | 27 | 27 | Hidroeléctrica | Hidroeléctrica | 0 | 0 | 0 | 0 | 27 | 0 | 0 | 0 | 0 | 0 | 0 | 0 | Hydro Québec | 201601
Canadá | Lamont Creek | Innergex Inc. (50%) / Harrison Hydro Project (50%) | Innergex Inc. | 49.5697 | -122.3451 | Mission |  | British Columbia |  |  | 27 | 27 | Hidroeléctrica | Hidroeléctrica | 0 | 0 | 0 | 0 | 27 | 0 | 0 | 0 | 0 | 0 | 0 | 0 | Innergex | 201512
Canadá | St. Lawrence |  | Newind Group Inc | 46.95 | -55.4293 |  |  | Newfoundland and Labrador |  |  | 27 | 27 | Eólica | Eólica | 0 | 0 | 0 | 0 | 0 | 0 | 0 | 0 | 27 | 0 | 0 | 0 | CanWEA | 201512
Canadá | Bromptonville 1 / 2 | Kruger Energy | Kruger Energy | 45.4807 | -71.9524 | Bromptonville |  | Quebec |  |  | 26.5 | 26.5 | Biomasa | Biomasa | 0 | 0 | 0 | 0 | 0 | 0 | 0 | 0 | 0 | 0 | 26.5 | 0 | CanBio | 201512
Canadá | Red Lily | Algonquin Power | Algonquin Power | 50.1919 | -101.7433 | Moosomin |  | Saskatchewan |  |  | 26.4 | 26.4 | Eólica | Eólica | 0 | 0 | 0 | 0 | 0 | 0 | 0 | 0 | 26.4 | 0 | 0 | 0 | CanWEA | 201512
Canadá | Port Alice | Neucel | Western Pulp Ltd. Partnership | 50.3839 | -127.4509 | Port Alice |  | British Columbia |  |  | 26.1 | 26.1 | Biomasa | Biomasa | 0 | 0 | 0 | 0 | 0 | 0 | 0 | 0 | 0 | 0 | 26.1 | 0 | Statistics Canada | 2000
Canadá | Lequille |  | Nova Scotia Power Inc | 44.7267 | -65.4967 | Allain River |  | Nova Scotia |  |  | 26 | 26 | Hidroeléctrica | Hidroeléctrica | 0 | 0 | 0 | 0 | 26 | 0 | 0 | 0 | 0 | 0 | 0 | 0 | Nova Scotia Power | 201512
Canadá | Northern Pulp Nova Scotia Pictou Mill |  | Paper Excellence Canada Holdings | 45.6533 | -62.7183 | Pictou County |  | Nova Scotia |  |  | 26 | 26 | Biomasa | Biomasa | 0 | 0 | 0 | 0 | 0 | 0 | 0 | 0 | 0 | 0 | 26 | 0 | Canadian Bioenergy Association | 201512
Canadá | Goulais | Chi-Wiikwedong LP | Chi-Wiikwedong LP | 46.6615 | -84.3587 | Sault Ste. Marie |  | Ontario |  |  | 25.3 | 25.3 | Eólica | Eólica | 0 | 0 | 0 | 0 | 0 | 0 | 0 | 0 | 25.3 | 0 | 0 | 0 | CanWEA | 201512
Canadá | Chutes-de-la-Chaudière | Innergex, Sec/Innergex Inc. | Innergex, Sec/Innergex Inc. | 46.7154 | -71.285 | Riviere Chaudiere |  | Quebec |  |  | 25 | 25 | Hidroeléctrica | Hidroeléctrica | 0 | 0 | 0 | 0 | 25 | 0 | 0 | 0 | 0 | 0 | 0 | 0 | MERN | 201606
Canadá | Courbe du Sault (Rivière Sheldrake) | Société d'Énergie Rivière Sheldrake Inc. | Société d'Énergie Rivière Sheldrake Inc. | 50.3133 | -64.9114 | Rivière Sheldrake |  | Quebec |  |  | 25 | 25 | Hidroeléctrica | Hidroeléctrica | 0 | 0 | 0 | 0 | 25 | 0 | 0 | 0 | 0 | 0 | 0 | 0 |  | 201512
Canadá | Espanola Mill |  | Domtar Inc | 46.2691 | -81.7672 | Espanola |  | Ontario |  |  | 25 | 25 | Biomasa | Biomasa | 0 | 0 | 0 | 0 | 0 | 0 | 0 | 0 | 0 | 0 | 25 | 0 | Statistics Canada | 2000
Canadá | Grande Prairie EcoPower | Canadian Gas and Electric | Canadian Gas and Electric | 55.1602 | -118.8184 | Grande Prairie |  | Alberta |  |  | 25 | 25 | Biomasa | Biomasa | 0 | 0 | 0 | 0 | 0 | 0 | 0 | 0 | 0 | 0 | 25 | 0 | Alberta Energy | 201606
Canadá | Intercontinental Pulp | Canadian Forest Products Ltd. | Canadian Forest Products Ltd. | 53.9235 | -122.6957 | Prince George |  | British Columbia |  | 2533 Prince George Pulp Mill Road | 25 | 25 | Biomasa | Biomasa | 0 | 0 | 0 | 0 | 0 | 0 | 0 | 0 | 0 | 0 | 25 | 0 | CIEEDAC | 201512
Canadá | Kakabeka |  | Ontario Power Generation Inc | 48.3975 | -89.6165 | Kakabeka Falls |  | Ontario |  |  | 25 | 25 | Hidroeléctrica | Hidroeléctrica | 0 | 0 | 0 | 0 | 25 | 0 | 0 | 0 | 0 | 0 | 0 | 0 | OPG | 201606
Canadá | La Joie | BC Hydro | BC Hydro | 50.8397 | -122.8559 | Dounton Lake |  | British Columbia |  |  | 25 | 25 | Hidroeléctrica | Hidroeléctrica | 0 | 0 | 0 | 0 | 25 | 0 | 0 | 0 | 0 | 0 | 0 | 0 | BC Hydro | 201606
Canadá | Longlac Biomass Cogeneration |  | Kenogami Industries Inc | 49.7678 | -86.5421 | Longlac |  | Ontario |  |  | 25 | 25 | Biomasa | Biomasa | 0 | 0 | 0 | 0 | 0 | 0 | 0 | 0 | 0 | 0 | 25 | 0 | Canadian Biomass Magazine | 201512
Canadá | Nackawic |  | St Anne-Nackawic Pulp Company Ltd. | 46.0122 | -67.2239 |  |  | New Brunswick |  |  | 25 | 25 | Biomasa | Biomasa | 0 | 0 | 0 | 0 | 0 | 0 | 0 | 0 | 0 | 0 | 25 | 0 | Statistics Canada | 2000
Canadá | Seegen (Burnaby Incinerator) |  | Covanta Burnaby Renewable Energy ULC | 49.1864 | -122.9777 | Burnaby |  | British Columbia |  |  | 25 | 25 | Biomasa | Biomasa | 0 | 0 | 0 | 0 | 0 | 0 | 0 | 0 | 0 | 0 | 25 | 0 | BC Hydro | 201512
Canadá | Upper Mamquam | TransAlta | TransAlta | 49.7178 | -123.0546 | Squamish |  | British Columbia |  |  | 25 | 25 | Hidroeléctrica | Hidroeléctrica | 0 | 0 | 0 | 0 | 25 | 0 | 0 | 0 | 0 | 0 | 0 | 0 | TransAlta | 201512
Canadá | La Mitis |  |  | 48.3694 | -67.8251 | Lac-a-la-Croix (TNO) |  | Quebec |  |  | 24.6 | 24.6 | Eólica | Eólica | 0 | 0 | 0 | 0 | 0 | 0 | 0 | 0 | 24.6 | 0 | 0 | 0 | CanWEA | 201512
Canadá | Le Granit |  |  | 45.6994 | -70.58 | Saint-Robert Bellarmin |  | Quebec |  |  | 24.6 | 24.6 | Eólica | Eólica | 0 | 0 | 0 | 0 | 0 | 0 | 0 | 0 | 24.6 | 0 | 0 | 0 | CanWEA | 201512
Canadá | Viger-Denonville | Innergex Inc. (50%) / Rcm of Rivière-du-Loup |  | 47.9173 | -69.216 | Saint-Paul-de-la Croix |  | Quebec |  |  | 24.6 | 24.6 | Eólica | Eólica | 0 | 0 | 0 | 0 | 0 | 0 | 0 | 0 | 24.6 | 0 | 0 | 0 | CanWEA | 201512
Canadá | Aberfeldie | BC Hydro | BC Hydro | 49.4933 | -115.3624 | Bull River |  | British Columbia |  |  | 24 | 24 | Hidroeléctrica | Hidroeléctrica | 0 | 0 | 0 | 0 | 24 | 0 | 0 | 0 | 0 | 0 | 0 | 0 | BC Hydro | 201606
Canadá | Elmsley East / West | Edf Energies Nouvelles | Edf Energies Nouvelles | 44.8406 | -76.0866 | Elmsley |  | Ontario |  |  | 24 | 24 | Solar | Solar | 0 | 0 | 0 | 0 | 0 | 0 | 0 | 24 | 0 | 0 | 0 | 0 | EDF Energies Nouvelles | 201512
Canadá | Frampton |  |  | 46.4445 | -70.737 |  |  | Quebec |  |  | 24 | 24 | Eólica | Eólica | 0 | 0 | 0 | 0 | 0 | 0 | 0 | 0 | 24 | 0 | 0 | 0 | CanWEA | 201512
Canadá | Keele Valley LFG |  | Eastern Power Developers | 43.8652 | -79.5002 | Vaughan |  | Ontario |  |  | 24 | 24 | Biomasa | Biomasa | 0 | 0 | 0 | 0 | 0 | 0 | 0 | 0 | 0 | 0 | 24 | 0 |  | 201512
Canadá | Puntledge | BC Hydro | BC Hydro | 49.665 | -125.0939 | Puntledge River |  | British Columbia |  |  | 24 | 24 | Hidroeléctrica | Hidroeléctrica | 0 | 0 | 0 | 0 | 24 | 0 | 0 | 0 | 0 | 0 | 0 | 0 | BC Hydro | 201606
Canadá | Sainte-Marguerite-2 | Compagnie Gulf Power/Compagnie Minière Ioc | Compagnie Gulf Power/Compagnie Minière Ioc | 50.2123 | -66.6583 | Sept Iles |  | Quebec |  |  | 24 | 24 | Hidroeléctrica | Hidroeléctrica | 0 | 0 | 0 | 0 | 24 | 0 | 0 | 0 | 0 | 0 | 0 | 0 | MERN | 201606
Canadá | St. Philémon | Capstone Power Corporation / Mrc Bellechasse / Municipalite St-Philemon | Capstone Power Corporation / Mrc Bellechasse / Municipalite St-Philemon | 46.6594 | -70.3566 | St-Philemon |  | Quebec |  |  | 24 | 24 | Eólica | Eólica | 0 | 0 | 0 | 0 | 0 | 0 | 0 | 0 | 24 | 0 | 0 | 0 | CanWEA | 201512
Canadá | Thurso 1 Et 2 |  | Fortress Specialty Cellulose | 45.5982 | -75.2557 | Thurso |  | Quebec |  |  | 24 | 24 | Biomasa | Biomasa | 0 | 0 | 0 | 0 | 0 | 0 | 0 | 0 | 0 | 0 | 24 | 0 | MERN | 201512
Canadá | Twin Falls | H2O Power LP | H2O Power LP | 48.7468 | -80.5817 | Iroquois Falls |  | Ontario |  | 1 Park St. | 24 | 24 | Hidroeléctrica | Hidroeléctrica | 0 | 0 | 0 | 0 | 24 | 0 | 0 | 0 | 0 | 0 | 0 | 0 | IESO Electricity Contracts | 201606
Canadá | La Côte-de-Beaupré |  |  | 47.3006 | -70.881 |  |  | Quebec |  |  | 23.5 | 23.5 | Eólica | Eólica | 0 | 0 | 0 | 0 | 0 | 0 | 0 | 0 | 23.5 | 0 | 0 | 0 | CanWEA | 201512
Canadá | Saint-Damase | Algonquin Power | Algonquin Power | 48.6248 | -67.8674 | Saint-Damase |  | Quebec |  |  | 23.5 | 23.5 | Eólica | Eólica | 0 | 0 | 0 | 0 | 0 | 0 | 0 | 0 | 23.5 | 0 | 0 | 0 | CanWEA | 201512
Canadá | Témiscouata I | Boralex & Mrc Temiscouata | Boralex & Mrc Temiscouata | 47.6363 | -69.1225 | Temiscouata-sur-le-lac |  | Quebec |  |  | 23.5 | 23.5 | Eólica | Eólica | 0 | 0 | 0 | 0 | 0 | 0 | 0 | 0 | 23.5 | 0 | 0 | 0 | CanWEA | 201512
Canadá | Arnprior | Edf Energies Nouvelles | Edf Energies Nouvelles | 45.4083 | -76.275 | Arnprior |  | Ontario | K7S 3G7 | Galetta Side Rd | 23.4 | 23.4 | Solar | Solar | 0 | 0 | 0 | 0 | 0 | 0 | 0 | 23.4 | 0 | 0 | 0 | 0 | EDF Energies Nouvelles | 201512
Canadá | Point Tupper |  | Renewable Energy Services Ltd. / Nova Scotia Power (49%) | 45.572 | -61.3112 | Point Tupper |  | Nova Scotia |  |  | 23.4 | 23.4 | Eólica | Eólica | 0 | 0 | 0 | 0 | 0 | 0 | 0 | 0 | 23.4 | 0 | 0 | 0 | CanWEA | 201512
Canadá | Decew Falls 1 |  | Ontario Power Generation Inc | 43.1183 | -79.2643 | St Catharines |  | Ontario |  |  | 23 | 23 | Hidroeléctrica | Hidroeléctrica | 0 | 0 | 0 | 0 | 23 | 0 | 0 | 0 | 0 | 0 | 0 | 0 | OPG | 201606
Canadá | Fire Creek | Innergex Inc. (50%) / Harrison Hydro Project (50%) | Innergex Inc. | 49.7834 | -122.2347 | Mission |  | British Columbia |  |  | 23 | 23 | Hidroeléctrica | Hidroeléctrica | 0 | 0 | 0 | 0 | 23 | 0 | 0 | 0 | 0 | 0 | 0 | 0 | Innergex | 201512
Canadá | Gartshore | Brookfield | Brookfield | 47.2402 | -84.5835 | Montreal River Harbour |  | Ontario |  |  | 23 | 23 | Hidroeléctrica | Hidroeléctrica | 0 | 0 | 0 | 0 | 23 | 0 | 0 | 0 | 0 | 0 | 0 | 0 | IESO Electricity Contracts | 201606
Canadá | Gatineau (Bowater) |  |  | 45.4792 | -75.6552 | Gatineau |  | Quebec |  |  | 23 | 23 | Biomasa | Biomasa | 0 | 0 | 0 | 0 | 0 | 0 | 0 | 0 | 0 | 0 | 23 | 0 | MERN | 201512
Canadá | Hollingsworth | Brookfield | Brookfield | 47.9605 | -84.504 | Eton |  | Ontario |  |  | 23 | 23 | Hidroeléctrica | Hidroeléctrica | 0 | 0 | 0 | 0 | 23 | 0 | 0 | 0 | 0 | 0 | 0 | 0 | IESO Electricity Contracts | 201606
Canadá | Morse | Algonquin Power | Algonquin Power | 50.3989 | -106.9585 | Morse |  | Saskatchewan |  |  | 23 | 23 | Eólica | Eólica | 0 | 0 | 0 | 0 | 0 | 0 | 0 | 0 | 23 | 0 | 0 | 0 | CanWEA | 201512
Canadá | Saint-Félicien | Green Leaf | Société de Cogénération Saint-Félicien | 48.6379 | -72.4337 | Saint-Felicien |  | Quebec | G8K 2P8 | 1250 rue de l'Énergie | 23 | 23 | Biomasa | Biomasa | 0 | 0 | 0 | 0 | 0 | 0 | 0 | 0 | 0 | 0 | 23 | 0 | MERN | 201512
Canadá | Umbata Falls | Umbata Falls LP | Umbata Falls LP | 48.5358 | -86.1442 | Marathon |  | Ontario |  |  | 23 | 23 | Hidroeléctrica | Hidroeléctrica | 0 | 0 | 0 | 0 | 23 | 0 | 0 | 0 | 0 | 0 | 0 | 0 | IESO Electricity Contracts | 201606
Canadá | Zeballos Lake |  | Zeballos Lake Hydro LP | 50.0535 | -126.7797 | Zeballos |  | British Columbia |  |  | 23 | 23 | Hidroeléctrica | Hidroeléctrica | 0 | 0 | 0 | 0 | 23 | 0 | 0 | 0 | 0 | 0 | 0 | 0 | EcoDynamicSolutions | 201512
Canadá | Conestogo | Conestogo Wind, LP | Conestogo Wind, LP | 43.7943 | -80.5888 | Alma |  | Ontario |  |  | 22.9 | 22.9 | Eólica | Eólica | 0 | 0 | 0 | 0 | 0 | 0 | 0 | 0 | 22.9 | 0 | 0 | 0 | CanWEA | 201512
Canadá | The Pas Mill |  | Tolko Manitoba Inc | 53.8615 | -101.2175 | The Pas |  | Manitoba |  |  | 22.8 | 22.8 | Biomasa | Biomasa | 0 | 0 | 0 | 0 | 0 | 0 | 0 | 0 | 0 | 0 | 22.8 | 0 | Statistics Canada | 2000
Canadá | East Durham | East Durham Wind, LP | East Durham Wind, LP | 44.1972 | -80.7005 | Priceville |  | Ontario |  |  | 22.4 | 22.4 | Eólica | Eólica | 0 | 0 | 0 | 0 | 0 | 0 | 0 | 0 | 22.4 | 0 | 0 | 0 | CanWEA | 201512
Canadá | Scott Falls | Brookfield | Brookfield | 47.9101 | -84.7447 | Wawa |  | Ontario |  |  | 22.4 | 22.4 | Hidroeléctrica | Hidroeléctrica | 0 | 0 | 0 | 0 | 22.4 | 0 | 0 | 0 | 0 | 0 | 0 | 0 | IESO Electricity Contracts | 201606
Canadá | Clowhom | BC Hydro | BC Hydro | 49.7109 | -123.5321 | Clowhom River |  | British Columbia |  |  | 22 | 22 | Hidroeléctrica | Hidroeléctrica | 0 | 0 | 0 | 0 | 22 | 0 | 0 | 0 | 0 | 0 | 0 | 0 | BC Hydro | 201512
Canadá | Lac-Robertson | Hydro-Québec | Hydro-Québec | 50.9989 | -59.0621 | Véco |  | Quebec |  |  | 22 | 22 | Hidroeléctrica | Hidroeléctrica | 0 | 0 | 0 | 0 | 22 | 0 | 0 | 0 | 0 | 0 | 0 | 0 | Hydro Québec | 201601
Canadá | Sept-Chutes | Hydro-Québec | Hydro-Québec | 47.1227 | -70.8286 | Sainte-Anne |  | Quebec |  |  | 22 | 22 | Hidroeléctrica | Hidroeléctrica | 0 | 0 | 0 | 0 | 22 | 0 | 0 | 0 | 0 | 0 | 0 | 0 | Hydro Québec | 201601
Canadá | Stokke Creek | Innergex Inc. (50%) / Harrison Hydro Project (50%) | Innergex Inc. | 49.7111 | -122.0343 | Mission |  | British Columbia |  |  | 22 | 22 | Hidroeléctrica | Hidroeléctrica | 0 | 0 | 0 | 0 | 22 | 0 | 0 | 0 | 0 | 0 | 0 | 0 | Innergex | 201512
Canadá | Cowley Ridge | Canadian Hydro Developers | Canadian Hydro Developers | 49.5438 | -114.0907 | Pincher Creek |  | Alberta |  |  | 21.4 | 21.4 | Eólica | Eólica | 0 | 0 | 0 | 0 | 0 | 0 | 0 | 0 | 21.4 | 0 | 0 | 0 | CanWEA | 201512
Canadá | Des Moulins II | Invenergy Wind Canada | Invenergy Wind Canada | 48.0433 | -67.5268 | Ruisseau-Ferguson (TNO) |  | Quebec |  |  | 21.2 | 21.2 | Eólica | Eólica | 0 | 0 | 0 | 0 | 0 | 0 | 0 | 0 | 21.2 | 0 | 0 | 0 | CanWEA | 201512
Canadá | Le Plateau 2 | Invenergy Wind Canada & Regie Intermunicipale de L'energie Gaspesie-Iles-de-la-Madeleine | Invenergy Wind Canada & Regie Intermunicipale de L'energie Gaspesie-Iles-de-la-Madeleine | 48.0532 | -67.4782 | Ruisseau-Ferguson (TNO) |  | Quebec |  |  | 21.2 | 21.2 | Eólica | Eólica | 0 | 0 | 0 | 0 | 0 | 0 | 0 | 0 | 21.2 | 0 | 0 | 0 | CanWEA | 201512
Canadá | Tretheway Creek | Innergex Inc. | Innergex Inc. | 49.7038 | -122.0796 | Hot Springs |  | British Columbia |  |  | 21.2 | 21.2 | Hidroeléctrica | Hidroeléctrica | 0 | 0 | 0 | 0 | 21.2 | 0 | 0 | 0 | 0 | 0 | 0 | 0 | Innergex | 201512
Canadá | Outlet Works |  | TransAlta | 52.9664 | -115.5789 | Brazeau River |  | Alberta |  |  | 20.5 | 20.5 | Hidroeléctrica | Hidroeléctrica | 0 | 0 | 0 | 0 | 20.5 | 0 | 0 | 0 | 0 | 0 | 0 | 0 | Statistics Canada | 2000
Canadá | Amherstburg-1 | Capstone Infrastructure Corporation | Helios Solar Star A-1 LP | 42.1637 | -83.0807 | Amherstburg |  | Ontario |  |  | 20 | 20 | Solar | Solar | 0 | 0 | 0 | 0 | 0 | 0 | 0 | 20 | 0 | 0 | 0 | 0 | HeliosEnergy | 201512
Canadá | Belmont | Fiera Axium Infrastructure Inc |  | 42.8913 | -81.1134 |  |  | Ontario |  |  | 20 | 20 | Solar | Solar | 0 | 0 | 0 | 0 | 0 | 0 | 0 | 20 | 0 | 0 | 0 | 0 | Solar Industry Mag | 201601
Canadá | Sarnia 1 | Enbridge | First Solar o & M | 42.9417 | -82.3394 | Sarnia |  | Ontario |  |  | 20 | 20 | Solar | Solar | 0 | 0 | 0 | 0 | 0 | 0 | 0 | 20 | 0 | 0 | 0 | 0 | Enbridge | 201512
Canadá | Annapolis Tidal | Nova Scotia Power | Nova Scotia Power | 44.753 | -65.5119 | Annapolis Royal |  | Nova Scotia | B0S 1E0 | 236 Prince Albert Rd | 20 | 20 | Marea | Marea | 0 | 0 | 0 | 0 | 0 | 0 | 0 | 0 | 0 | 0 | 0 | 20 | NS Power | 201601
Canadá | Armstrong Cogeneration | Tolko BC |  | 50.3922 | -119.2259 | Armstrong |  | British Columbia |  |  | 20 | 20 | Biomasa | Biomasa | 0 | 0 | 0 | 0 | 0 | 0 | 0 | 0 | 0 | 0 | 20 | 0 | CIEEDAC | 201512
Canadá | Carmichael |  | Brookfield Renewable Energy Partners | 49.1458 | -82.0308 | Fauquier-Strickland |  | Ontario |  |  | 20 | 20 | Hidroeléctrica | Hidroeléctrica | 0 | 0 | 0 | 0 | 20 | 0 | 0 | 0 | 0 | 0 | 0 | 0 | IESO Capability Report | 201606
Canadá | Kent Breeze | TransAlta | TransAlta | 42.5452 | -82.0506 | Thamesville |  | Ontario |  |  | 20 | 20 | Eólica | Eólica | 0 | 0 | 0 | 0 | 0 | 0 | 0 | 0 | 20 | 0 | 0 | 0 | CanWEA | 201512
Canadá | St. Clair Moore | Nextera Energy Inc. |  | 42.8692 | -82.4207 |  |  | Ontario |  |  | 20 | 20 | Solar | Solar | 0 | 0 | 0 | 0 | 0 | 0 | 0 | 20 | 0 | 0 | 0 | 0 | Nextera Energy | 201601
Canadá | St. Clair Sombra | Nextera Energy Partners LP |  | 42.7113 | -82.4619 |  |  | Ontario |  |  | 20 | 20 | Solar | Solar | 0 | 0 | 0 | 0 | 0 | 0 | 0 | 20 | 0 | 0 | 0 | 0 | Nextera Energy | 201601
Canadá | Terrace Bay |  | Kimberley-Clark Inc (At Terrace Bay) | 48.7975 | -87.1066 | Terrace Bay |  | Ontario |  |  | 20 | 20 | Biomasa | Biomasa | 0 | 0 | 0 | 0 | 0 | 0 | 0 | 0 | 0 | 0 | 20 | 0 | Statistics Canada | 2000
Canadá | Tobique |  | Nb Power Corporation | 46.7801 | -67.6953 | Tobique River |  | New Brunswick |  |  | 20 | 20 | Hidroeléctrica | Hidroeléctrica | 0 | 0 | 0 | 0 | 20 | 0 | 0 | 0 | 0 | 0 | 0 | 0 | NB Power | 201512
Canadá | Walpole | Fiera Axium Infrastructure Inc |  | 42.9359 | -80.1435 |  |  | Ontario |  |  | 20 | 20 | Solar | Solar | 0 | 0 | 0 | 0 | 0 | 0 | 0 | 20 | 0 | 0 | 0 | 0 | Solar Industry Mag | 201601
Canadá | Grand Valley I / II | Grand Valley 1 Limited Partnership | Grand Valley 1 Limited Partnership | 44.0077 | -80.3556 | Dundalk |  | Ontario |  |  | 19.8 | 19.8 | Eólica | Eólica | 0 | 0 | 0 | 0 | 0 | 0 | 0 | 0 | 19.8 | 0 | 0 | 0 | CanWEA | 201512
Canadá | West Cape 1 | Suez Renewable Energy | Suez Renewable Energy | 46.7197 | -64.3694 | West Cape |  | Prince Edward Island |  |  | 19.8 | 19.8 | Eólica | Eólica | 0 | 0 | 0 | 0 | 0 | 0 | 0 | 0 | 19.8 | 0 | 0 | 0 | CanWEA | 201512
Canadá | Cowley North | Canadian Hydro Developers | Canadian Hydro Developers | 49.5619 | -114.1075 | Pincher Creek |  | Alberta |  |  | 19.5 | 19.5 | Eólica | Eólica | 0 | 0 | 0 | 0 | 0 | 0 | 0 | 0 | 19.5 | 0 | 0 | 0 | CanWEA | 201512
Canadá | High Falls (Worthington) |  | Inco Ltd. | 46.3792 | -81.5696 | Worthington |  | Ontario |  |  | 19.3 | 19.3 | Hidroeléctrica | Hidroeléctrica | 0 | 0 | 0 | 0 | 19.3 | 0 | 0 | 0 | 0 | 0 | 0 | 0 | Statistics Canada | 2000
Canadá | Weymouth Falls |  | Nova Scotia Power Inc | 44.4075 | -65.9491 | Sissiboo River |  | Nova Scotia |  |  | 19.2 | 19.2 | Hidroeléctrica | Hidroeléctrica | 0 | 0 | 0 | 0 | 19.2 | 0 | 0 | 0 | 0 | 0 | 0 | 0 | Statistics Canada | 2000
Canadá | Bone Creek | TransAlta | TransAlta | 52.2553 | -119.1808 | Valemount |  | British Columbia |  |  | 19 | 19 | Hidroeléctrica | Hidroeléctrica | 0 | 0 | 0 | 0 | 19 | 0 | 0 | 0 | 0 | 0 | 0 | 0 | TransAlta | 201512
Canadá | Kananaskis | TransAlta | TransAlta | 51.0969 | -115.0582 | Seebe |  | Alberta |  |  | 19 | 19 | Hidroeléctrica | Hidroeléctrica | 0 | 0 | 0 | 0 | 19 | 0 | 0 | 0 | 0 | 0 | 0 | 0 | TransAlta | 201512
Canadá | Menihek |  | Nalcor Energy | 54.4711 | -66.6125 | Menihek Lake |  | Newfoundland and Labrador |  |  | 18.7 | 18.7 | Hidroeléctrica | Hidroeléctrica | 0 | 0 | 0 | 0 | 18.7 | 0 | 0 | 0 | 0 | 0 | 0 | 0 | Nalcor Energy | 201512
Canadá | Bésy | PF Résolu Canada Inc. | PF Résolu Canada Inc. | 48.434 | -71.2473 | Saguenay |  | Quebec |  |  | 18.4 | 18.4 | Hidroeléctrica | Hidroeléctrica | 0 | 0 | 0 | 0 | 18.4 | 0 | 0 | 0 | 0 | 0 | 0 | 0 | MERN | 201606
Canadá | Star Lake | Newfoundland and Labrador Hydro | Newfoundland and Labrador Hydro | 48.5523 | -57.2057 | Star Lake |  | Newfoundland and Labrador |  |  | 18.4 | 18.4 | Hidroeléctrica | Hidroeléctrica | 0 | 0 | 0 | 0 | 18.4 | 0 | 0 | 0 | 0 | 0 | 0 | 0 | NL Hydro | 201512
Canadá | Lingan |  | Confederation Power | 46.2453 | -60.0387 |  |  | Nova Scotia |  |  | 18.1 | 18.1 | Eólica | Eólica | 0 | 0 | 0 | 0 | 0 | 0 | 0 | 0 | 18.1 | 0 | 0 | 0 | CanWEA | 201512
Canadá | Atholville |  | A V Cell Inc | 47.9927 | -66.7225 |  |  | New Brunswick |  |  | 18 | 18 | Biomasa | Biomasa | 0 | 0 | 0 | 0 | 0 | 0 | 0 | 0 | 0 | 0 | 18 | 0 | Statistics Canada | 2000
Canadá | Domtar Espanola Mill |  | Domtar Inc | 46.2697 | -81.7706 | Espanola |  | Ontario |  |  | 18 | 18 | Hidroeléctrica | Hidroeléctrica | 0 | 0 | 0 | 0 | 18 | 0 | 0 | 0 | 0 | 0 | 0 | 0 |  | 201512
Canadá | Healey Falls | Ontario Power Generation | Ontario Power Generation | 44.373 | -77.7787 | Campbellford |  | Ontario |  |  | 18 | 18 | Hidroeléctrica | Hidroeléctrica | 0 | 0 | 0 | 0 | 18 | 0 | 0 | 0 | 0 | 0 | 0 | 0 | OPG | 201606
Canadá | Hogg | Brookfield | Brookfield | 47.2134 | -84.6188 | Montreal River Harbour |  | Ontario |  |  | 18 | 18 | Hidroeléctrica | Hidroeléctrica | 0 | 0 | 0 | 0 | 18 | 0 | 0 | 0 | 0 | 0 | 0 | 0 | IESO Electricity Contracts | 201606
Canadá | Long Sault Rapids | Algonquin Power | Algonquin Power | 49.2136 | -81.0204 | Cochrane |  | Ontario |  |  | 18 | 18 | Hidroeléctrica | Hidroeléctrica | 0 | 0 | 0 | 0 | 18 | 0 | 0 | 0 | 0 | 0 | 0 | 0 | Algonquin Power | 201606
Canadá | Plateau I / II | Plateau Wind LP | Plateau Wind LP | 44.247 | -80.3944 | Dundalk |  | Ontario |  |  | 18 | 18 | Eólica | Eólica | 0 | 0 | 0 | 0 | 0 | 0 | 0 | 0 | 18 | 0 | 0 | 0 | CanWEA | 201512
Canadá | Raymond |  | Irrican Power | 49.4071 | -112.6924 | Raymond |  | Alberta |  |  | 18 | 18 | Hidroeléctrica | Hidroeléctrica | 0 | 0 | 0 | 0 | 18 | 0 | 0 | 0 | 0 | 0 | 0 | 0 | Irrican Power | 201512
Canadá | Shekak (Nagagami) |  | Brookfield Renewable Energy Partners | 49.8087 | -84.499 | Palmquist |  | Ontario |  |  | 18 | 18 | Hidroeléctrica | Hidroeléctrica | 0 | 0 | 0 | 0 | 18 | 0 | 0 | 0 | 0 | 0 | 0 | 0 | IESO Capability Report | 201606
Canadá | Taltson |  | Northwest Territories Power Corporation | 60.4186 | -111.3949 | Fort Smith |  | Northwest Territories |  |  | 18 | 18 | Hidroeléctrica | Hidroeléctrica | 0 | 0 | 0 | 0 | 18 | 0 | 0 | 0 | 0 | 0 | 0 | 0 | Northwest Territories Power Co | 201512
Canadá | Tipella Creek | Innergex Inc. (50%) / Harrison Hydro Project (50%) | Innergex Inc. | 49.7409 | -122.1622 | Mission |  | British Columbia |  |  | 18 | 18 | Hidroeléctrica | Hidroeléctrica | 0 | 0 | 0 | 0 | 18 | 0 | 0 | 0 | 0 | 0 | 0 | 0 | Innergex | 201512
Canadá | Lake Buntzen 2 | BC Hydro | BC Hydro | 49.3757 | -122.8684 | Burnaby |  | British Columbia |  |  | 17.8 | 17.8 | Hidroeléctrica | Hidroeléctrica | 0 | 0 | 0 | 0 | 17.8 | 0 | 0 | 0 | 0 | 0 | 0 | 0 | BC Hydro | 201606
Canadá | Northwest Stave River | Innergex Inc. | Innergex Inc. | 49.6281 | -122.4625 | Mission |  | British Columbia |  |  | 17.5 | 17.5 | Hidroeléctrica | Hidroeléctrica | 0 | 0 | 0 | 0 | 17.5 | 0 | 0 | 0 | 0 | 0 | 0 | 0 | Innergex | 201512
Canadá | Bearspaw | TransAlta | TransAlta | 51.1012 | -114.2823 | Calgary |  | Alberta |  |  | 17 | 17 | Hidroeléctrica | Hidroeléctrica | 0 | 0 | 0 | 0 | 17 | 0 | 0 | 0 | 0 | 0 | 0 | 0 | TransAlta | 201512
Canadá | Catalyst Paper Port Alberni |  | Catalyst Paper | 49.2474 | -124.8112 | Port Alberni |  | British Columbia |  | 4000 Stamp Ave | 17 | 17 | Biomasa | Biomasa | 0 | 0 | 0 | 0 | 0 | 0 | 0 | 0 | 0 | 0 | 17 | 0 | Statistics Canada | 2000
Canadá | Joey-Tanenbaum | Coulonge Énergie, Sec/Hydro-Pontiac Inc. | Coulonge Énergie, Sec/Hydro-Pontiac Inc. | 45.8781 | -76.6961 | Coulonge River |  | Quebec |  |  | 17 | 17 | Hidroeléctrica | Hidroeléctrica | 0 | 0 | 0 | 0 | 17 | 0 | 0 | 0 | 0 | 0 | 0 | 0 | MERN | 201606
Canadá | Sechelt |  | Regional Power Inc | 49.6775 | -123.5481 | Sechelt Creek |  | British Columbia |  |  | 17 | 17 | Hidroeléctrica | Hidroeléctrica | 0 | 0 | 0 | 0 | 17 | 0 | 0 | 0 | 0 | 0 | 0 | 0 | BC Hydro | 201512
Canadá | Val-Jalbert | P. Takuhikan / Mrc Domaine-Roy / Mrc Maria-Chapdeleine / Municipalite Chambord | Énergie Hydroélectrique Ouiatchouan S.E.C. | 48.4334 | -72.1672 | Rivière Ouiatchouan |  | Quebec |  |  | 17 | 17 | Hidroeléctrica | Hidroeléctrica | 0 | 0 | 0 | 0 | 17 | 0 | 0 | 0 | 0 | 0 | 0 | 0 |  | 201512
Canadá | Westlock (Dapp) | Drayton Valley Power (SPRD Program) | Drayton Valley Power (SPRD Program) | 54.4153 | -114.1769 | Dapp |  | Alberta | T0G 2H0 |  | 17 | 17 | Biomasa | Biomasa | 0 | 0 | 0 | 0 | 0 | 0 | 0 | 0 | 0 | 0 | 17 | 0 | Alberta Energy | 201606
Canadá | Taylor Coulee | Canadian Hydro Developers | Canadian Hydro Developers | 49.3336 | -112.8871 | Magrath |  | Alberta |  |  | 16.3 | 16.3 | Hidroeléctrica | Hidroeléctrica | 0 | 0 | 0 | 0 | 16.3 | 0 | 0 | 0 | 0 | 0 | 0 | 0 | Alberta Energy | 201606
Canadá | Taylor Coulee | Canadian Hydro Developers | Canadian Hydro Developers | 49.3297 | -112.8926 | Magrath |  | Alberta |  |  | 16.3 | 16.3 | Eólica | Eólica | 0 | 0 | 0 | 0 | 0 | 0 | 0 | 0 | 16.3 | 0 | 0 | 0 | Alberta Energy | 201606
Canadá | Bonnington Falls | Nelson Hydro | Corporation of the City of Nelson | 49.4582 | -117.4854 | Kootenay River |  | British Columbia |  |  | 16.2 | 16.2 | Hidroeléctrica | Hidroeléctrica | 0 | 0 | 0 | 0 | 16.2 | 0 | 0 | 0 | 0 | 0 | 0 | 0 | Statistics Canada | 2000
Canadá | Drummondville | Hydro-Québec | Hydro-Québec | 45.8869 | -72.4841 | Saint-François |  | Quebec |  |  | 16 | 16 | Hidroeléctrica | Hidroeléctrica | 0 | 0 | 0 | 0 | 16 | 0 | 0 | 0 | 0 | 0 | 0 | 0 | Hydro Québec | 201601
Canadá | Mission | Brookfield | Brookfield | 47.9384 | -84.8373 | Magpie River |  | Ontario |  |  | 16 | 16 | Hidroeléctrica | Hidroeléctrica | 0 | 0 | 0 | 0 | 16 | 0 | 0 | 0 | 0 | 0 | 0 | 0 | IESO Electricity Contracts | 201606
Canadá | Steephill | Brookfield | Brookfield | 48.0778 | -84.7394 | Wawa |  | Ontario |  |  | 16 | 16 | Hidroeléctrica | Hidroeléctrica | 0 | 0 | 0 | 0 | 16 | 0 | 0 | 0 | 0 | 0 | 0 | 0 | IESO Electricity Contracts | 201606
Canadá | Walden |  | Fortis Generation | 50.6605 | -121.9833 | Lillooet |  | British Columbia |  |  | 16 | 16 | Hidroeléctrica | Hidroeléctrica | 0 | 0 | 0 | 0 | 16 | 0 | 0 | 0 | 0 | 0 | 0 | 0 | FortisInc | 201512
Canadá | Marathon Pulp Inc |  | Tembec Inc / Kruger Inc | 48.7186 | -86.3941 | Marathon |  | Ontario |  |  | 15.5 | 15.5 | Biomasa | Biomasa | 0 | 0 | 0 | 0 | 0 | 0 | 0 | 0 | 0 | 0 | 15.5 | 0 | TS | 201512
Canadá | Jasper Energy Efficiency Project (Jeep) |  | ATCO Electric Ltd. | 52.7796 | -118.0167 | Astoria River |  | Alberta |  |  | 15.3 | 1.3 | Hidroeléctrica | Hidroeléctrica | 0 | 0 | 0 | 0 | 15.3 | 0 | 0 | 0 | 0 | 0 | 0 | 0 | Statistics Canada | 2000
Canadá | Brampton Biomass |  | Algonquin Power Corporation | 43.697 | -79.6825 | Brampton |  | Ontario |  |  | 15.1 | 15.1 | Biomasa | Biomasa | 0 | 0 | 0 | 0 | 0 | 0 | 0 | 0 | 0 | 0 | 15.1 | 0 | Wikipedia | 201512
Canadá | Becker Cogeneration | 1721027 Ontario Inc. O/A Becker Cogeneration Plant | 1721027 Ontario Inc. O/A Becker Cogeneration Plant | 49.2105 | -84.6673 | Haig Township |  | Ontario |  |  | 15 | 15 | Biomasa | Biomasa | 0 | 0 | 0 | 0 | 0 | 0 | 0 | 0 | 0 | 0 | 15 | 0 | IESO Electricity Contracts | 201606
Canadá | Dickson Dam | Algonquin Power | Algonquin Power | 52.0527 | -114.2229 | Red Deer River |  | Alberta |  |  | 15 | 15 | Hidroeléctrica | Hidroeléctrica | 0 | 0 | 0 | 0 | 15 | 0 | 0 | 0 | 0 | 0 | 0 | 0 | Algonquin Power | 201606
Canadá | Ocean Falls |  | Boralex Ocean Falls LP | 52.3511 | -127.6862 | Link Lake |  | British Columbia |  |  | 15 | 15 | Hidroeléctrica | Hidroeléctrica | 0 | 0 | 0 | 0 | 15 | 0 | 0 | 0 | 0 | 0 | 0 | 0 | BC Hydro | 201512
Canadá | Pocaterra | TransAlta | TransAlta | 50.6993 | -115.1194 | Kananaskis |  | Alberta |  |  | 15 | 15 | Hidroeléctrica | Hidroeléctrica | 0 | 0 | 0 | 0 | 15 | 0 | 0 | 0 | 0 | 0 | 0 | 0 | TransAlta | 201512
Canadá | Saint-Narcisse | Hydro-Québec | Hydro-Québec | 46.5484 | -72.4102 | Batiscan |  | Quebec |  |  | 15 | 15 | Hidroeléctrica | Hidroeléctrica | 0 | 0 | 0 | 0 | 15 | 0 | 0 | 0 | 0 | 0 | 0 | 0 | Hydro Québec | 201601
Canadá | Tembec Kapuskasing |  | Tembec Inc | 49.4089 | -82.4248 | Kapuskasing |  | Ontario |  |  | 15 | 15 | Biomasa | Biomasa | 0 | 0 | 0 | 0 | 0 | 0 | 0 | 0 | 0 | 0 | 15 | 0 | Tembec | 201512
Canadá | Wawaitin | Umh Energy Partnership | Umh Energy Partnership | 48.3472 | -81.4806 | Timmins |  | Ontario |  |  | 15 | 15 | Hidroeléctrica | Hidroeléctrica | 0 | 0 | 0 | 0 | 15 | 0 | 0 | 0 | 0 | 0 | 0 | 0 | OPG | 201606
Canadá | Amherstburg-2 | Enbridge | Enbridge | 42.169 | -83.0876 | Amherstburg |  | Ontario |  |  | 15 | 15 | Solar | Solar | 0 | 0 | 0 | 0 | 0 | 0 | 0 | 15 | 0 | 0 | 0 | 0 | HeliosEnergy | 201512
Canadá | Bishops Falls |  | Newfoundland Labrador Hydroelectric Corporation (Nalcor Energy) | 49.0154 | -55.4722 | Exploits River |  | Newfoundland and Labrador |  |  | 14.4 | 14.4 | Hidroeléctrica | Hidroeléctrica | 0 | 0 | 0 | 0 | 14.4 | 0 | 0 | 0 | 0 | 0 | 0 | 0 | Statistics Canada | 2000
Canadá | Horseshoe | TransAlta | TransAlta | 51.118 | -115.0343 | Seebe |  | Alberta |  |  | 14 | 14 | Hidroeléctrica | Hidroeléctrica | 0 | 0 | 0 | 0 | 14 | 0 | 0 | 0 | 0 | 0 | 0 | 0 | TransAlta | 201512
Canadá | Kruger Products Paper Mill |  | Scott Paper Ltd. (Kruger) | 49.2013 | -122.9366 | New Westminster |  | British Columbia |  |  | 14 | 14 | Biomasa | Biomasa | 0 | 0 | 0 | 0 | 0 | 0 | 0 | 0 | 0 | 0 | 14 | 0 | Kruger Energy | 201512
Canadá | Lower Sturgeon | Umh Energy Partnership | Umh Energy Partnership | 48.8132 | -81.4875 | Timmins |  | Ontario |  |  | 14 | 14 | Hidroeléctrica | Hidroeléctrica | 0 | 0 | 0 | 0 | 14 | 0 | 0 | 0 | 0 | 0 | 0 | 0 | OPG | 201606
Canadá | Misema | TransAlta | TransAlta | 47.8996 | -79.8759 | Englehart |  | Ontario |  |  | 14 | 14 | Hidroeléctrica | Hidroeléctrica | 0 | 0 | 0 | 0 | 14 | 0 | 0 | 0 | 0 | 0 | 0 | 0 | TransAlta | 201512
Canadá | Norman | H2O Power LP | H2O Power LP | 49.7717 | -94.5243 | Kenora |  | Ontario |  | 87 Norman Dam Road | 14 | 14 | Hidroeléctrica | Hidroeléctrica | 0 | 0 | 0 | 0 | 14 | 0 | 0 | 0 | 0 | 0 | 0 | 0 | IESO Electricity Contracts | 201606
Canadá | Sable | Municipality of the District of Guysborough | Municipality of the District of Guysborough | 45.3161 | -60.9995 |  |  | Nova Scotia |  |  | 13.8 | 13.8 | Eólica | Eólica | 0 | 0 | 0 | 0 | 0 | 0 | 0 | 0 | 13.8 | 0 | 0 | 0 | CanWEA | 201512
Canadá | Chute-aux-Galets | PF Résolu Canada Inc. | PF Résolu Canada Inc. | 48.6511 | -71.2034 | Saint David de Falardeau |  | Quebec |  |  | 13.6 | 13.6 | Hidroeléctrica | Hidroeléctrica | 0 | 0 | 0 | 0 | 13.6 | 0 | 0 | 0 | 0 | 0 | 0 | 0 | MERN | 201606
Canadá | Wawatay |  | Regional Power Inc | 48.6604 | -86.2325 | Thunder Bay |  | Ontario |  |  | 13.5 | 13.5 | Hidroeléctrica | Hidroeléctrica | 0 | 0 | 0 | 0 | 13.5 | 0 | 0 | 0 | 0 | 0 | 0 | 0 | Statistics Canada | 2000
Canadá | Barrier | TransAlta | TransAlta | 51.0342 | -115.0409 | Seebe |  | Alberta |  |  | 13 | 13 | Hidroeléctrica | Hidroeléctrica | 0 | 0 | 0 | 0 | 13 | 0 | 0 | 0 | 0 | 0 | 0 | 0 | TransAlta | 201512
Canadá | McPhail | Brookfield | Brookfield | 47.9054 | -84.6705 | Michipicoten |  | Ontario |  |  | 13 | 13 | Hidroeléctrica | Hidroeléctrica | 0 | 0 | 0 | 0 | 13 | 0 | 0 | 0 | 0 | 0 | 0 | 0 | IESO Electricity Contracts | 201606
Canadá | Fort Frances | H2O Power LP | H2O Power LP | 48.6091 | -93.4023 | Fort Frances |  | Ontario |  | 145 Third St. West | 12.8 | 12.8 | Hidroeléctrica | Hidroeléctrica | 0 | 0 | 0 | 0 | 12.8 | 0 | 0 | 0 | 0 | 0 | 0 | 0 | IESO Electricity Contracts | 201606
Canadá | Rattling Brook |  | Newfoundland Labrador Hydroelectric Corporation (Nalcor Energy) | 49.0675 | -55.298 | Rattling Brook |  | Newfoundland and Labrador |  |  | 12.8 | 12.8 | Hidroeléctrica | Hidroeléctrica | 0 | 0 | 0 | 0 | 12.8 | 0 | 0 | 0 | 0 | 0 | 0 | 0 | Newfoundland Power | 201512
Canadá | Minashtuk | Minashtuk, Sec/Hydro-Ilnu Inc. | Minashtuk, Sec/Hydro-Ilnu Inc. | 48.9062 | -72.2053 | Dolbeau Mistassini |  | Quebec |  |  | 12.1 | 12.1 | Hidroeléctrica | Hidroeléctrica | 0 | 0 | 0 | 0 | 12.1 | 0 | 0 | 0 | 0 | 0 | 0 | 0 | MERN | 201606
Canadá | Elko | BC Hydro | BC Hydro | 49.2901 | -115.1046 | Elk River |  | British Columbia |  |  | 12 | 12 | Hidroeléctrica | Hidroeléctrica | 0 | 0 | 0 | 0 | 12 | 0 | 0 | 0 | 0 | 0 | 0 | 0 | BC Hydro | 201606
Canadá | Harris | Brookfield | Brookfield | 47.9572 | -84.8303 | Wawa |  | Ontario |  |  | 12 | 12 | Hidroeléctrica | Hidroeléctrica | 0 | 0 | 0 | 0 | 12 | 0 | 0 | 0 | 0 | 0 | 0 | 0 | IESO Electricity Contracts | 201606
Canadá | Hull (Chute Des Chaudières) | Energy Ottawa Inc. | Energy Ottawa Inc. | 45.4235 | -75.7207 | Ottawa River |  | Quebec |  |  | 12 | 12 | Hidroeléctrica | Hidroeléctrica | 0 | 0 | 0 | 0 | 12 | 0 | 0 | 0 | 0 | 0 | 0 | 0 | MERN | 201606
Canadá | SSM 1 (Carpin Rd.) | Starwood Energy | Starwood Energy | 46.5236 | -84.4456 | Sault Ste Marie |  | Ontario |  |  | 12 | 12 | Solar | Solar | 0 | 0 | 0 | 0 | 0 | 0 | 0 | 12 | 0 | 0 | 0 | 0 | Starwood Energy Group | 201512
Canadá | SSM 1 (Leigh's Bay Rd.) | Starwood Energy | Starwood Energy | 46.5171 | -84.4261 | Sault Ste Marie |  | Ontario |  |  | 12 | 12 | Solar | Solar | 0 | 0 | 0 | 0 | 0 | 0 | 0 | 12 | 0 | 0 | 0 | 0 | Starwood Energy Group | 201512
Canadá | Soave Hydroponics |  | Soave Hydroponics | 42.0644 | -82.6805 | East Kingsville |  | Ontario |  | 1400 Road 3 | 12 | 12 | Biomasa | Biomasa | 0 | 0 | 0 | 0 | 0 | 0 | 0 | 0 | 0 | 0 | 12 | 0 | Soave Hydroponics Company | 201512
Canadá | St. Isidore A | Edf Energies Nouvelles | Edf Energies Nouvelles | 45.4289 | -74.9374 | St Isidore |  | Ontario |  |  | 12 | 12 | Solar | Solar | 0 | 0 | 0 | 0 | 0 | 0 | 0 | 12 | 0 | 0 | 0 | 0 | EDF Energies Nouvelles | 201512
Canadá | St. Isidore B | Edf Energies Nouvelles | Edf Energies Nouvelles | 45.3637 | -74.9092 | St Isidore |  | Ontario |  |  | 12 | 12 | Solar | Solar | 0 | 0 | 0 | 0 | 0 | 0 | 0 | 12 | 0 | 0 | 0 | 0 | EDF Energies Nouvelles | 201512
Canadá | Summerside | City of Summerside Electric Utility | City of Summerside Electric Utility | 46.4344 | -63.8035 | Summerside |  | Prince Edward Island |  |  | 12 | 12 | Eólica | Eólica | 0 | 0 | 0 | 0 | 0 | 0 | 0 | 0 | 12 | 0 | 0 | 0 | CanWEA | 201512
Canadá | Valley Power | Algonquin Power | Algonquin Power | 53.2063 | -114.9826 | Rocky Rapids |  | Alberta | T0E 1Z0 | 5305 34 Ave | 12 | 12 | Biomasa | Biomasa | 0 | 0 | 0 | 0 | 0 | 0 | 0 | 0 | 0 | 0 | 12 | 0 | Algonquin Power | 201606
Canadá | Welland |  | St Lawrence Seaway Authority | 43.1547 | -79.1924 | Niagara-on-the-Lake |  | Ontario |  |  | 12 | 12 | Hidroeléctrica | Hidroeléctrica | 0 | 0 | 0 | 0 | 12 | 0 | 0 | 0 | 0 | 0 | 0 | 0 | Statistics Canada | 2000
Canadá | Portneuf-2 (Chute Phillias) | Innergex, Socom/Innergex Inc. | Innergex, Socom/Innergex Inc. | 48.6548 | -69.1762 | Sainte Anne de Portneuf |  | Quebec |  |  | 11.7 | 11.7 | Hidroeléctrica | Hidroeléctrica | 0 | 0 | 0 | 0 | 11.7 | 0 | 0 | 0 | 0 | 0 | 0 | 0 | MERN | 201606
Canadá | W.R. Beatty | Waltham Énergie, Sec/Hydro-Pontiac Inc. | Waltham Énergie, Sec/Hydro-Pontiac Inc. | 45.9167 | -76.9223 | Waltham |  | Quebec |  |  | 11.7 | 11.7 | Hidroeléctrica | Hidroeléctrica | 0 | 0 | 0 | 0 | 11.7 | 0 | 0 | 0 | 0 | 0 | 0 | 0 | MERN | 201606
Canadá | Liberty Energy Centre |  | Liberty Energy Inc | 43.2608 | -79.792 | Hamilton |  | Ontario |  |  | 11.4 | 11.4 | Biomasa | Biomasa | 0 | 0 | 0 | 0 | 0 | 0 | 0 | 0 | 0 | 0 | 11.4 | 0 | Environment Canada | 201512
Canadá | Sunbridge | Suncor Enrgy Inc / Enbridge Inc | Suncor Enrgy Inc / Enbridge Inc | 50.0781 | -108.393 | Gull Lake |  | Saskatchewan |  |  | 11.2 | 11.2 | Eólica | Eólica | 0 | 0 | 0 | 0 | 0 | 0 | 0 | 0 | 11.2 | 0 | 0 | 0 | CanWEA | 201512
Canadá | Buckingham | Fiducie Boralex Énergie/Boralex Inc. | Fiducie Boralex Énergie/Boralex Inc. | 45.5895 | -75.4223 | Buckingham |  | Quebec |  |  | 11.2 | 11.2 | Hidroeléctrica | Hidroeléctrica | 0 | 0 | 0 | 0 | 11.2 | 0 | 0 | 0 | 0 | 0 | 0 | 0 | MERN | 201606
Canadá | Côte-Sainte-Catherine-1-2-3 | Algonquin Power | Algonquin Power | 45.4066 | -73.5691 | Sainte Catherine |  | Quebec |  |  | 11.1 | 11.1 | Hidroeléctrica | Hidroeléctrica | 0 | 0 | 0 | 0 | 11.1 | 0 | 0 | 0 | 0 | 0 | 0 | 0 | Algonquin Power | 201606
Canadá | Stone Mills | Dif Infrastructure III |  | 44.2959 | -76.8975 |  |  | Ontario |  |  | 11 | 11 | Solar | Solar | 0 | 0 | 0 | 0 | 0 | 0 | 0 | 11 | 0 | 0 | 0 | 0 | PowerFinance | 201601
Canadá | Chin Hydro Plant |  | Irrican Power | 49.6756 | -112.3446 | Lethbridge County |  | Alberta |  |  | 11 | 11 | Hidroeléctrica | Hidroeléctrica | 0 | 0 | 0 | 0 | 11 | 0 | 0 | 0 | 0 | 0 | 0 | 0 | Irrican Power | 201512
Canadá | Lower Clowhom |  | Clowhom Power L P | 49.8176 | -123.3973 | Sechelt |  | British Columbia |  |  | 11 | 11 | Hidroeléctrica | Hidroeléctrica | 0 | 0 | 0 | 0 | 11 | 0 | 0 | 0 | 0 | 0 | 0 | 0 | BC Hydro | 201512
Canadá | Upper Clowhom |  | Clowhom Power L P | 49.8543 | -123.4461 | Sechelt |  | British Columbia |  |  | 11 | 11 | Hidroeléctrica | Hidroeléctrica | 0 | 0 | 0 | 0 | 11 | 0 | 0 | 0 | 0 | 0 | 0 | 0 | BC Hydro | 201512
Canadá | Nepisiguit (Great) Falls |  | Nb Power Corporation | 47.4055 | -65.7918 | Nepisiguit River |  | New Brunswick |  |  | 10.8 | 10.8 | Hidroeléctrica | Hidroeléctrica | 0 | 0 | 0 | 0 | 10.8 | 0 | 0 | 0 | 0 | 0 | 0 | 0 | NB Power | 201512
Canadá | Chutes-à-Gorry | Société d'Énergie Columbus Inc. | Société d'Énergie Columbus Inc. | 46.7904 | -72.0082 | Sainte Christine d'Auvergne |  | Quebec |  |  | 10.8 | 10.8 | Hidroeléctrica | Hidroeléctrica | 0 | 0 | 0 | 0 | 10.8 | 0 | 0 | 0 | 0 | 0 | 0 | 0 | MERN | 201606
Canadá | Barrage-Larocque | Hydro Bromptonville Inc./Kruger | Hydro Bromptonville Inc./Kruger | 45.4791 | -71.9532 | Sherbrooke |  | Quebec |  |  | 10.6 | 10.6 | Hidroeléctrica | Hidroeléctrica | 0 | 0 | 0 | 0 | 10.6 | 0 | 0 | 0 | 0 | 0 | 0 | 0 | MERN | 201606
Canadá | Big Falls |  | Nova Scotia Power Inc | 44.138 | -64.9353 | Mersey River |  | Nova Scotia |  |  | 10.6 | 10.6 | Hidroeléctrica | Hidroeléctrica | 0 | 0 | 0 | 0 | 10.6 | 0 | 0 | 0 | 0 | 0 | 0 | 0 | Statistics Canada | 2000
Canadá | North Cape | PEI Energy Corporation | PEI Energy Corporation | 47.0485 | -63.995 | North Cape |  | Prince Edward Island |  |  | 10.6 | 10.6 | Eólica | Eólica | 0 | 0 | 0 | 0 | 0 | 0 | 0 | 0 | 10.6 | 0 | 0 | 0 | CanWEA | 201512
Canadá | Cypress | Saskatchewan Power Corporation | Saskatchewan Power Corporation | 50.0195 | -108.4936 | Gull Lake |  | Saskatchewan |  |  | 10.5 | 10.5 | Eólica | Eólica | 0 | 0 | 0 | 0 | 0 | 0 | 0 | 0 | 10.5 | 0 | 0 | 0 | CanWEA | 201512
Canadá | Chutes à Thompson | Société D’énergie Rivière Franquelin Inc. | Société D’énergie Rivière Franquelin Inc. | 49.3083 | -67.86 | Rivière Franquelin |  | Quebec |  |  | 10.2 | 10.2 | Hidroeléctrica | Hidroeléctrica | 0 | 0 | 0 | 0 | 10.2 | 0 | 0 | 0 | 0 | 0 | 0 | 0 | MERN | 201606
Canadá | Adelaide 1 | Met Fiera Solar Adelaide 1 L.P. | Met Fiera Solar Adelaide 1 L.P. | 42.9585 | -81.6708 | Strathroy |  | Ontario |  |  | 10 | 10 | Solar | Solar | 0 | 0 | 0 | 0 | 0 | 0 | 0 | 10 | 0 | 0 | 0 | 0 | IESO FIT | 201509
Canadá | Alfred | 2225228 Ontario Inc. | 2225228 Ontario Inc. | 45.54 | -74.8878 | Alfred |  | Ontario |  |  | 10 | 10 | Solar | Solar | 0 | 0 | 0 | 0 | 0 | 0 | 0 | 10 | 0 | 0 | 0 | 0 | IESO FIT | 201509
Canadá | Amherstburg | Fiera Axium Infrastructure Inc |  | 42.1449 | -83.0769 |  |  | Ontario |  |  | 10 | 10 | Solar | Solar | 0 | 0 | 0 | 0 | 0 | 0 | 0 | 10 | 0 | 0 | 0 | 0 | Solar Industry Mag | 201601
Canadá | Belleville TS Demorestville | Sune Demorestville LP | Sune Demorestville LP | 44.0652 | -77.2579 | Demorestville |  | Ontario |  |  | 10 | 10 | Solar | Solar | 0 | 0 | 0 | 0 | 0 | 0 | 0 | 10 | 0 | 0 | 0 | 0 | IESO FIT | 201509
Canadá | Akolkolex | TransAlta | TransAlta | 50.8227 | -118.0295 | Revelstoke |  | British Columbia |  |  | 10 | 10 | Hidroeléctrica | Hidroeléctrica | 0 | 0 | 0 | 0 | 10 | 0 | 0 | 0 | 0 | 0 | 0 | 0 | TransAlta | 201512
Canadá | Breen 2 | Met Fiera Solar Breen 2 L.P. | Met Fiera Solar Breen 2 L.P. | 42.9854 | -80.9604 | Putnam |  | Ontario |  |  | 10 | 10 | Solar | Solar | 0 | 0 | 0 | 0 | 0 | 0 | 0 | 10 | 0 | 0 | 0 | 0 | IESO FIT | 201509
Canadá | Brockville 1 | TransCanada Energy Ltd. | TransCanada Energy Ltd. | 44.6329 | -75.6982 | Brockville |  | Ontario |  |  | 10 | 10 | Solar | Solar | 0 | 0 | 0 | 0 | 0 | 0 | 0 | 10 | 0 | 0 | 0 | 0 | IESO FIT | 201509
Canadá | Brockville Solar | Brockville Solar Inc. | Brockville Solar Inc. | 44.5939 | -75.7354 | Elizabethtown-Kitley |  | Ontario |  |  | 10 | 10 | Solar | Solar | 0 | 0 | 0 | 0 | 0 | 0 | 0 | 10 | 0 | 0 | 0 | 0 | IESO FIT | 201509
Canadá | Arthur | Arthur Wind Farm Ltd. Partnership | Arthur Wind Farm Ltd. Partnership | 43.8478 | -80.5152 | Wellington North |  | Ontario |  |  | 10 | 10 | Eólica | Eólica | 0 | 0 | 0 | 0 | 0 | 0 | 0 | 0 | 10 | 0 | 0 | 0 | CanWEA | 201512
Canadá | Citylights | Citylights LP | Citylights LP | 45.1563 | -75.2245 | Chesterville |  | Ontario |  |  | 10 | 10 | Solar | Solar | 0 | 0 | 0 | 0 | 0 | 0 | 0 | 10 | 0 | 0 | 0 | 0 | IESO FIT | 201509
Canadá | Big Chute |  | Ontario Power Generation Inc | 44.8843 | -79.6761 | Severn Bridge |  | Ontario |  |  | 10 | 10 | Hidroeléctrica | Hidroeléctrica | 0 | 0 | 0 | 0 | 10 | 0 | 0 | 0 | 0 | 0 | 0 | 0 | OPG | 201606
Canadá | Cornwall | Algonquin Power | Algonquin Power | 45.1024 | -74.6899 | Township Of South Glengarry |  | Ontario |  |  | 10 | 10 | Solar | Solar | 0 | 0 | 0 | 0 | 0 | 0 | 0 | 10 | 0 | 0 | 0 | 0 | Algonquin Power | 201606
Canadá | Dave Rampel Solar Park | Rainy River First Nations Solar 3 Limited Partnership | Rainy River First Nations Solar 3 Limited Partnership | 48.7152 | -94.2518 | Township Of Dawson |  | Ontario |  |  | 10 | 10 | Solar | Solar | 0 | 0 | 0 | 0 | 0 | 0 | 0 | 10 | 0 | 0 | 0 | 0 | IESO FIT | 201509
Canadá | David Brown Solar Park | Saturn Solar 2 LP | Saturn Solar 2 LP | 45.0085 | -74.9996 | Ingleside |  | Ontario |  |  | 10 | 10 | Solar | Solar | 0 | 0 | 0 | 0 | 0 | 0 | 0 | 10 | 0 | 0 | 0 | 0 | IESO FIT | 201509
Canadá | Charlot River | Saskatchewan Power Corporation | Saskatchewan Power Corporation | 59.6123 | -109.1129 | Charlot River |  | Saskatchewan |  |  | 10 | 10 | Hidroeléctrica | Hidroeléctrica | 0 | 0 | 0 | 0 | 10 | 0 | 0 | 0 | 0 | 0 | 0 | 0 | SaskPower | 201512
Canadá | Chebucto Pockwock |  |  | 44.7707 | -63.8379 |  |  | Nova Scotia |  |  | 10 | 10 | Eólica | Eólica | 0 | 0 | 0 | 0 | 0 | 0 | 0 | 0 | 10 | 0 | 0 | 0 | CanWEA | 201512
Canadá | Chute-Bell | Hydro-Québec | Hydro-Québec | 45.774 | -74.6844 | Outaouais |  | Quebec |  |  | 10 | 10 | Hidroeléctrica | Hidroeléctrica | 0 | 0 | 0 | 0 | 10 | 0 | 0 | 0 | 0 | 0 | 0 | 0 | Hydro Québec | 201601
Canadá | Discoverylight | Discoverylight LP | Discoverylight LP | 44.4384 | -79.0681 | Beaverton |  | Ontario |  |  | 10 | 10 | Solar | Solar | 0 | 0 | 0 | 0 | 0 | 0 | 0 | 10 | 0 | 0 | 0 | 0 | IESO FIT | 201509
Canadá | Effisolar Beckwith | Beckwith Solar Inc. | Beckwith Solar Inc. | 45.0564 | -76.0795 | Township Of Beckwith |  | Ontario |  |  | 10 | 10 | Solar | Solar | 0 | 0 | 0 | 0 | 0 | 0 | 0 | 10 | 0 | 0 | 0 | 0 | IESO FIT | 201509
Canadá | Fotolight | Fotolight LP | Fotolight LP | 44.0199 | -77.094 | Hallowell |  | Ontario |  |  | 10 | 10 | Solar | Solar | 0 | 0 | 0 | 0 | 0 | 0 | 0 | 10 | 0 | 0 | 0 | 0 | IESO FIT | 201509
Canadá | Glenarm | Csi Glenarm LP | Csi Glenarm LP | 44.4633 | -78.9662 | Kawartha Lakes |  | Ontario |  |  | 10 | 10 | Solar | Solar | 0 | 0 | 0 | 0 | 0 | 0 | 0 | 10 | 0 | 0 | 0 | 0 | IESO FIT | 201509
Canadá | Goldlight | Goldlight LP | Goldlight LP | 44.2878 | -79.2936 | Pefferlaw |  | Ontario |  |  | 10 | 10 | Solar | Solar | 0 | 0 | 0 | 0 | 0 | 0 | 0 | 10 | 0 | 0 | 0 | 0 | IESO FIT | 201509
Canadá | Goodlight | Goodlight LP | Goodlight LP | 44.5117 | -78.992 | Eldon |  | Ontario |  |  | 10 | 10 | Solar | Solar | 0 | 0 | 0 | 0 | 0 | 0 | 0 | 10 | 0 | 0 | 0 | 0 | IESO FIT | 201509
Canadá | Ernestown | Ernestown Windpark Limited Partnership | Ernestown Windpark Limited Partnership | 44.228 | -76.7195 | Ernestown |  | Ontario |  |  | 10 | 10 | Eólica | Eólica | 0 | 0 | 0 | 0 | 0 | 0 | 0 | 0 | 10 | 0 | 0 | 0 | CanWEA | 201512
Canadá | Kingston Gardiner Hwy2 South | Sune Hwy 2 S LP | Sune Hwy 2 S LP | 44.2712 | -76.6719 | Odessa |  | Ontario |  |  | 10 | 10 | Solar | Solar | 0 | 0 | 0 | 0 | 0 | 0 | 0 | 10 | 0 | 0 | 0 | 0 | IESO FIT | 201509
Canadá | Furry Creek |  | Furry Creek Power Ltd. | 49.5875 | -123.221 | Lions Bay |  | British Columbia |  |  | 10 | 10 | Hidroeléctrica | Hidroeléctrica | 0 | 0 | 0 | 0 | 10 | 0 | 0 | 0 | 0 | 0 | 0 | 0 | BC Hydro | 201512
Canadá | Gesner |  | Gesner Wind Farm LP | 42.5193 | -81.7571 | Duart |  | Ontario |  |  | 10 | 10 | Eólica | Eólica | 0 | 0 | 0 | 0 | 0 | 0 | 0 | 0 | 10 | 0 | 0 | 0 | CanWEA | 201512
Canadá | Kingston Gardiner TS Odessa | Sune Odessa LP | Sune Odessa LP | 44.2653 | -76.7686 | Odessa |  | Ontario |  |  | 10 | 10 | Solar | Solar | 0 | 0 | 0 | 0 | 0 | 0 | 0 | 10 | 0 | 0 | 0 | 0 | IESO FIT | 201509
Canadá | Kingston Gardiner TS Unity Road | Sune Unity LP | Sune Unity LP | 44.3201 | -76.5667 | Elginburg (Glenburnie) |  | Ontario |  |  | 10 | 10 | Solar | Solar | 0 | 0 | 0 | 0 | 0 | 0 | 0 | 10 | 0 | 0 | 0 | 0 | IESO FIT | 201509
Canadá | Lily Lake | Peterborough Utilities Inc | Peterborough Utilities Inc | 44.3136 | -78.3926 | Peterborough |  | Ontario |  |  | 10 | 10 | Solar | Solar | 0 | 0 | 0 | 0 | 0 | 0 | 0 | 10 | 0 | 0 | 0 | 0 | Peterborough Utilities Inc | 201512
Canadá | Gracey |  | Gengrowth LP1 | 42.2718 | -82.4882 | Windsor |  | Ontario |  |  | 10 | 10 | Eólica | Eólica | 0 | 0 | 0 | 0 | 0 | 0 | 0 | 0 | 10 | 0 | 0 | 0 | CanWEA | 201512
Canadá | Joe Waldowski Farm |  | Howell-Mayhew Engineering Inc | 53.6448 | -114.116 | Onoway |  | Alberta |  |  | 10 | 10 | Eólica | Eólica | 0 | 0 | 0 | 0 | 0 | 0 | 0 | 0 | 10 | 0 | 0 | 0 | Solar Energy Society of Albert | 201512
Canadá | Kenora | H2O Power LP | H2O Power LP | 49.7725 | -94.5035 | Kenora |  | Ontario |  |  | 10 | 10 | Hidroeléctrica | Hidroeléctrica | 0 | 0 | 0 | 0 | 10 | 0 | 0 | 0 | 0 | 0 | 0 | 0 | IESO Electricity Contracts | 201606
Canadá | Liskeard 1 | 2225256 Ontario Inc. | 2225256 Ontario Inc. | 47.5126 | -79.708 | Temiskaming Shores |  | Ontario |  |  | 10 | 10 | Solar | Solar | 0 | 0 | 0 | 0 | 0 | 0 | 0 | 10 | 0 | 0 | 0 | 0 | IESO FIT | 201509
Canadá | Liskeard 3 | 2225342 Ontario Inc. | 2225342 Ontario Inc. | 47.49 | -79.7115 | Timiskiming Shores |  | Ontario |  |  | 10 | 10 | Solar | Solar | 0 | 0 | 0 | 0 | 0 | 0 | 0 | 10 | 0 | 0 | 0 | 0 | IESO FIT | 201509
Canadá | Liskeard 4 | 2225345 Ontario Inc. | 2225345 Ontario Inc. | 47.5049 | -79.7115 | Temiskaming Shores |  | Ontario |  |  | 10 | 10 | Solar | Solar | 0 | 0 | 0 | 0 | 0 | 0 | 0 | 10 | 0 | 0 | 0 | 0 | IESO FIT | 201509
Canadá | Lunarlight | Lunarlight LP | Lunarlight LP | 44.3145 | -77.432 | Belleville |  | Ontario |  |  | 10 | 10 | Solar | Solar | 0 | 0 | 0 | 0 | 0 | 0 | 0 | 10 | 0 | 0 | 0 | 0 | IESO FIT | 201509
Canadá | Mattawishkwia | New Ospvf 10 Limited Partnership | New Ospvf 10 Limited Partnership | 49.6807 | -83.6816 | Hearst |  | Ontario |  |  | 10 | 10 | Solar | Solar | 0 | 0 | 0 | 0 | 0 | 0 | 0 | 10 | 0 | 0 | 0 | 0 | IESO FIT | 201509
Canadá | Mississippi Mills | 2225213 Ontario Inc. | 2225213 Ontario Inc. | 45.3092 | -76.2435 | Pakenham |  | Ontario |  |  | 10 | 10 | Solar | Solar | 0 | 0 | 0 | 0 | 0 | 0 | 0 | 10 | 0 | 0 | 0 | 0 | IESO FIT | 201509
Canadá | Morley | Rainy River First Nations Solar 1 Limited Partnership | Rainy River First Nations Solar 1 Limited Partnership | 48.7069 | -94.2503 | Stratton |  | Ontario |  |  | 10 | 10 | Solar | Solar | 0 | 0 | 0 | 0 | 0 | 0 | 0 | 10 | 0 | 0 | 0 | 0 | IESO FIT | 201509
Canadá | Lower Bear |  | Bear Hydro LP | 49.748 | -123.5159 | Sechelt |  | British Columbia |  |  | 10 | 10 | Hidroeléctrica | Hidroeléctrica | 0 | 0 | 0 | 0 | 10 | 0 | 0 | 0 | 0 | 0 | 0 | 0 | BC Hydro | 201512
Canadá | Lower White River | Pic Mobert Hydro Inc. | Pic Mobert Hydro Inc. | 48.5977 | -85.8779 | Brothers Township |  | Ontario |  |  | 10 | 10 | Hidroeléctrica | Hidroeléctrica | 0 | 0 | 0 | 0 | 10 | 0 | 0 | 0 | 0 | 0 | 0 | 0 | IESO Capability Report | 201606
Canadá | Norfolk Bloomsburg | Sune Norfolk Bloomsburg LP | Sune Norfolk Bloomsburg LP | 42.8745 | -80.2972 | Simcoe |  | Ontario |  |  | 10 | 10 | Solar | Solar | 0 | 0 | 0 | 0 | 0 | 0 | 0 | 10 | 0 | 0 | 0 | 0 | IESO FIT | 201509
Canadá | Matabitchuan |  | Ontario Power Generation Inc | 47.1233 | -79.4946 | Matabitchuan River |  | Ontario |  |  | 10 | 10 | Hidroeléctrica | Hidroeléctrica | 0 | 0 | 0 | 0 | 10 | 0 | 0 | 0 | 0 | 0 | 0 | 0 | OPG | 201606
Canadá | Northland Power Burks Falls West | Northland Power Solar Burks Falls West L.P. | Northland Power Solar Burks Falls West L.P. | 45.6081 | -79.4262 | Ryerson |  | Ontario |  |  | 10 | 10 | Solar | Solar | 0 | 0 | 0 | 0 | 0 | 0 | 0 | 10 | 0 | 0 | 0 | 0 | IESO FIT | 201509
Canadá | Mayo B |  | Yukon Energy Corporation | 63.6329 | -135.9283 | Mayo River |  | Yukon |  |  | 10 | 10 | Hidroeléctrica | Hidroeléctrica | 0 | 0 | 0 | 0 | 10 | 0 | 0 | 0 | 0 | 0 | 0 | 0 | Yukon Energy | 201512
Canadá | McNair Creek |  | McNair Creek Hydro LP | 49.5158 | -123.5015 | Sechelt |  | British Columbia |  |  | 10 | 10 | Hidroeléctrica | Hidroeléctrica | 0 | 0 | 0 | 0 | 10 | 0 | 0 | 0 | 0 | 0 | 0 | 0 | BC Hydro | 201512
Canadá | Northland Power Solar ABitibi | Northland Power Solar ABitibi L.P. | Northland Power Solar ABitibi L.P. | 49.1444 | -80.9717 | Cochrane |  | Ontario |  |  | 10 | 10 | Solar | Solar | 0 | 0 | 0 | 0 | 0 | 0 | 0 | 10 | 0 | 0 | 0 | 0 | IESO FIT | 201509
Canadá | Northland Power Solar Belleville North | Northland Power Solar Belleville North L.P. | Northland Power Solar Belleville North L.P. | 44.059 | -77.3315 | Ameliasburg |  | Ontario |  |  | 10 | 10 | Solar | Solar | 0 | 0 | 0 | 0 | 0 | 0 | 0 | 10 | 0 | 0 | 0 | 0 | IESO FIT | 201509
Canadá | Namewaminikan | Namewaminikan Hydro Inc. | Namewaminikan Hydro Inc. | 49.6826 | -88.0049 | Beardmore |  | Ontario |  |  | 10 | 10 | Hidroeléctrica | Hidroeléctrica | 0 | 0 | 0 | 0 | 10 | 0 | 0 | 0 | 0 | 0 | 0 | 0 | IESO FIT | 201509
Canadá | Naylor |  | Gengrowth LP1 | 42.1941 | -82.8105 | Lakeshore |  | Ontario |  |  | 10 | 10 | Eólica | Eólica | 0 | 0 | 0 | 0 | 0 | 0 | 0 | 0 | 10 | 0 | 0 | 0 | CanWEA | 201512
Canadá | Northland Power Solar Belleville South | Northland Power Solar Belleville South L.P. | Northland Power Solar Belleville South L.P. | 44.066 | -77.3151 | Ameliasburg |  | Ontario |  |  | 10 | 10 | Solar | Solar | 0 | 0 | 0 | 0 | 0 | 0 | 0 | 10 | 0 | 0 | 0 | 0 | IESO FIT | 201509
Canadá | North Maiden |  | Gengrowth LP1 | 42.1538 | -82.8478 | Essex |  | Ontario |  |  | 10 | 10 | Eólica | Eólica | 0 | 0 | 0 | 0 | 0 | 0 | 0 | 0 | 10 | 0 | 0 | 0 | CanWEA | 201512
Canadá | Northland Power Solar Burks Falls East | Northland Power Solar Burks Falls East L.P. | Northland Power Solar Burks Falls East L.P. | 45.612 | -79.3572 | Burks Falls |  | Ontario |  |  | 10 | 10 | Solar | Solar | 0 | 0 | 0 | 0 | 0 | 0 | 0 | 10 | 0 | 0 | 0 | 0 | IESO FIT | 201509
Canadá | Northland Power Solar Crosby | Northland Power Solar Crosby L.P. | Northland Power Solar Crosby L.P. | 44.6707 | -76.3044 | Portland |  | Ontario |  |  | 10 | 10 | Solar | Solar | 0 | 0 | 0 | 0 | 0 | 0 | 0 | 10 | 0 | 0 | 0 | 0 | IESO FIT | 201509
Canadá | Northland Power Solar Empire | Northland Power Solar Empire L.P. | Northland Power Solar Empire L.P. | 49.1258 | -80.9915 | Cochrane |  | Ontario |  |  | 10 | 10 | Solar | Solar | 0 | 0 | 0 | 0 | 0 | 0 | 0 | 10 | 0 | 0 | 0 | 0 | IESO FIT | 201509
Canadá | Northland Power Solar Mccann L.P. | Northland Power Solar Mccann L.P. | Northland Power Solar Mccann L.P. | 44.6824 | -76.2727 | Portland |  | Ontario |  |  | 10 | 10 | Solar | Solar | 0 | 0 | 0 | 0 | 0 | 0 | 0 | 10 | 0 | 0 | 0 | 0 | IESO FIT | 201509
Canadá | Northland Power Solar Rideau Lakes | Northland Power Solar Rideau Lakes L.P. | Northland Power Solar Rideau Lakes L.P. | 44.6692 | -76.274 | Rideau Lakes |  | Ontario |  |  | 10 | 10 | Solar | Solar | 0 | 0 | 0 | 0 | 0 | 0 | 0 | 10 | 0 | 0 | 0 | 0 | IESO FIT | 201509
Canadá | Orillia 1 | Met Fiera Solar Orillia 1 L.P. | Met Fiera Solar Orillia 1 L.P. | 44.5825 | -79.4981 | Hawkestone |  | Ontario |  |  | 10 | 10 | Solar | Solar | 0 | 0 | 0 | 0 | 0 | 0 | 0 | 10 | 0 | 0 | 0 | 0 | IESO FIT | 201509
Canadá | Orillia 2 | Met Fiera Solar Orillia 2 L.P. | Met Fiera Solar Orillia 2 L.P. | 44.5809 | -79.4984 | Hawkestone |  | Ontario |  |  | 10 | 10 | Solar | Solar | 0 | 0 | 0 | 0 | 0 | 0 | 0 | 10 | 0 | 0 | 0 | 0 | IESO FIT | 201509
Canadá | Penn Energy - Hamilton Port Hope-4 | Hamilton Solar Farm Partnership | Hamilton Solar Farm Partnership | 44.0246 | -78.1208 | Baltimore |  | Ontario |  |  | 10 | 10 | Solar | Solar | 0 | 0 | 0 | 0 | 0 | 0 | 0 | 10 | 0 | 0 | 0 | 0 | IESO FIT | 201509
Canadá | Perpetual Cleanpower Lindsay | Lindsay Solar Farm Inc. | Lindsay Solar Farm Inc. | 44.4307 | -78.694 | Lindsay |  | Ontario |  |  | 10 | 10 | Solar | Solar | 0 | 0 | 0 | 0 | 0 | 0 | 0 | 10 | 0 | 0 | 0 | 0 | IESO FIT | 201509
Canadá | Okikendawt | Okikendawt Hydro L.P. | Okikendawt Hydro L.P. | 46.1238 | -80.0145 | Dokis Bay |  | Ontario |  |  | 10 | 10 | Hidroeléctrica | Hidroeléctrica | 0 | 0 | 0 | 0 | 10 | 0 | 0 | 0 | 0 | 0 | 0 | 0 | IESO FIT | 201509
Canadá | Perpetual Cleanpower Oro 4 Line | Oro-Medonte Solar Farm Inc. | Oro-Medonte Solar Farm Inc. | 44.5006 | -79.6133 | Oro-Medonte |  | Ontario |  |  | 10 | 10 | Solar | Solar | 0 | 0 | 0 | 0 | 0 | 0 | 0 | 10 | 0 | 0 | 0 | 0 | IESO FIT | 201509
Canadá | Raylight | Raylight LP | Raylight LP | 44.6982 | -79.8423 | Wyebridge |  | Ontario |  |  | 10 | 10 | Solar | Solar | 0 | 0 | 0 | 0 | 0 | 0 | 0 | 10 | 0 | 0 | 0 | 0 | IESO FIT | 201509
Canadá | Sandringham | Terraform Ontario Solar, LLC | Terraform Ontario Solar, LLC | 44.4761 | -78.9752 | Woodville |  | Ontario |  |  | 10 | 10 | Solar | Solar | 0 | 0 | 0 | 0 | 0 | 0 | 0 | 10 | 0 | 0 | 0 | 0 | White Construction | 201509
Canadá | Silvercreek | Silvercreek Nominee Inc. | Silvercreek Nominee Inc. | 42.695 | -80.9791 | Aylmer |  | Ontario |  |  | 10 | 10 | Solar | Solar | 0 | 0 | 0 | 0 | 0 | 0 | 0 | 10 | 0 | 0 | 0 | 0 | IESO FIT | 201509
Canadá | Skypower Fort William | Not Reported |  | 48.3603 | -89.2536 |  |  | Ontario |  |  | 10 | 10 | Solar | Solar | 0 | 0 | 0 | 0 | 0 | 0 | 0 | 10 | 0 | 0 | 0 | 0 |  | 201601
Canadá | Ranney Falls |  | Ontario Power Generation Inc | 44.2921 | -77.802 | Campbellford |  | Ontario |  |  | 10 | 10 | Hidroeléctrica | Hidroeléctrica | 0 | 0 | 0 | 0 | 10 | 0 | 0 | 0 | 0 | 0 | 0 | 0 | OPG | 201606
Canadá | Smiths Falls 2 | Aurora Smiths Falls 2 Limited Partnership | Aurora Smiths Falls 2 Limited Partnership | 44.95 | -76.1139 | Perth |  | Ontario |  |  | 10 | 10 | Solar | Solar | 0 | 0 | 0 | 0 | 0 | 0 | 0 | 10 | 0 | 0 | 0 | 0 | IESO FIT | 201509
Canadá | Richardson |  | Gengrowth LP1 | 42.2364 | -82.4566 | Lakeshore |  | Ontario |  |  | 10 | 10 | Eólica | Eólica | 0 | 0 | 0 | 0 | 0 | 0 | 0 | 0 | 10 | 0 | 0 | 0 | CanWEA | 201512
Canadá | Sheet Harbour |  | Nova Scotia Power Inc | 44.9558 | -62.4982 |  |  | Nova Scotia |  |  | 10 | 10 | Hidroeléctrica | Hidroeléctrica | 0 | 0 | 0 | 0 | 10 | 0 | 0 | 0 | 0 | 0 | 0 | 0 | Nova Scotia Power | 201512
Canadá | Smiths Falls 4 | Aurora Smiths Falls 4 Limited Partnership | Aurora Smiths Falls 4 Limited Partnership | 44.9479 | -76.1422 | Perth |  | Ontario |  |  | 10 | 10 | Solar | Solar | 0 | 0 | 0 | 0 | 0 | 0 | 0 | 10 | 0 | 0 | 0 | 0 | IESO FIT | 201509
Canadá | Smiths Falls 5 | Aurora Smiths Falls 5 Limited Partnership | Aurora Smiths Falls 5 Limited Partnership | 44.9207 | -76.1348 | Smiths Falls |  | Ontario |  |  | 10 | 10 | Solar | Solar | 0 | 0 | 0 | 0 | 0 | 0 | 0 | 10 | 0 | 0 | 0 | 0 | IESO FIT | 201509
Canadá | Smiths Falls 6 | Aurora Smiths Falls 6 Limited Partnership | Aurora Smiths Falls 6 Limited Partnership | 44.8547 | -75.9818 | Rideau Lakes |  | Ontario |  |  | 10 | 10 | Solar | Solar | 0 | 0 | 0 | 0 | 0 | 0 | 0 | 10 | 0 | 0 | 0 | 0 | IESO FIT | 201509
Canadá | Solar Spirit 4 | Sune Solar Spirit LP | Sune Solar Spirit LP | 44.232 | -77.3566 | Belleville |  | Ontario |  |  | 10 | 10 | Solar | Solar | 0 | 0 | 0 | 0 | 0 | 0 | 0 | 10 | 0 | 0 | 0 | 0 | IESO FIT | 201509
Canadá | Solray Energy Sunderland | Sunderland Solar Farm Limited Partnership | Sunderland Solar Farm Limited Partnership | 44.2808 | -79.0347 | Beaverton |  | Ontario |  |  | 10 | 10 | Solar | Solar | 0 | 0 | 0 | 0 | 0 | 0 | 0 | 10 | 0 | 0 | 0 | 0 | IESO FIT | 201509
Canadá | Sparklelight | Sparklelight LP | Sparklelight LP | 44.4631 | -79.0662 | Kawartha Lakes |  | Ontario |  |  | 10 | 10 | Solar | Solar | 0 | 0 | 0 | 0 | 0 | 0 | 0 | 10 | 0 | 0 | 0 | 0 | IESO FIT | 201509
Canadá | Snare Forks |  | Northwest Territories Power Corporation | 63.3252 | -116.2977 | Snare River |  | Northwest Territories |  |  | 10 | 10 | Hidroeléctrica | Hidroeléctrica | 0 | 0 | 0 | 0 | 10 | 0 | 0 | 0 | 0 | 0 | 0 | 0 | Northwest Territories Power Co | 201512
Canadá | Sune Bruining 1 | Sune South Stormont LP | Sune South Stormont LP | 44.9856 | -75.013 | Ingleside |  | Ontario |  |  | 10 | 10 | Solar | Solar | 0 | 0 | 0 | 0 | 0 | 0 | 0 | 10 | 0 | 0 | 0 | 0 | IESO FIT | 201509
Canadá | Sune Newboro 1 | Sune Ray LP | Sune Ray LP | 44.6712 | -76.273 | Township Of Drummond |  | Ontario |  |  | 10 | 10 | Solar | Solar | 0 | 0 | 0 | 0 | 0 | 0 | 0 | 10 | 0 | 0 | 0 | 0 | IESO FIT | 201509
Canadá | South Side | Gengrowth LP1 | Boralex | 42.084 | -83.0425 | Amherstburg |  | Ontario |  |  | 10 | 10 | Eólica | Eólica | 0 | 0 | 0 | 0 | 0 | 0 | 0 | 0 | 10 | 0 | 0 | 0 | CanWEA | 201512
Canadá | Sune Newboro 4 | Sune Newboro 4 LP | Sune Newboro 4 LP | 44.649 | -76.3555 | Township Of Rideau Lakes |  | Ontario |  |  | 10 | 10 | Solar | Solar | 0 | 0 | 0 | 0 | 0 | 0 | 0 | 10 | 0 | 0 | 0 | 0 | IESO FIT | 201509
Canadá | Sune Rutley | Sune Rutley LP | Sune Rutley LP | 45.017 | -74.9659 | Ingleside |  | Ontario |  | 5310 Shaver Road | 10 | 10 | Solar | Solar | 0 | 0 | 0 | 0 | 0 | 0 | 0 | 10 | 0 | 0 | 0 | 0 | IESO FIT | 201509
Canadá | Sunny Shores | Sunny Shores L.P. | Sunny Shores L.P. | 44.0561 | -77.1519 | Roseneath |  | Ontario |  |  | 10 | 10 | Solar | Solar | 0 | 0 | 0 | 0 | 0 | 0 | 0 | 10 | 0 | 0 | 0 | 0 | IESO FIT | 201509
Canadá | Wainwright | New Ospvf 1 Limited Partnership | New Ospvf 1 Limited Partnership | 49.8395 | -92.8467 | Oxdrift |  | Ontario |  |  | 10 | 10 | Solar | Solar | 0 | 0 | 0 | 0 | 0 | 0 | 0 | 10 | 0 | 0 | 0 | 0 | IESO FIT | 201509
Canadá | Waubaushene 3 | Aurora Waubaushene 3 Limited Partnership | Aurora Waubaushene 3 Limited Partnership | 44.6575 | -79.8048 | Wyebridge |  | Ontario |  |  | 10 | 10 | Solar | Solar | 0 | 0 | 0 | 0 | 0 | 0 | 0 | 10 | 0 | 0 | 0 | 0 | IESO FIT | 201509
Canadá | Welland Ridge Road | Sune Welland Ridge LP | Sune Welland Ridge LP | 42.9743 | -79.1965 | Welland |  | Ontario |  |  | 10 | 10 | Solar | Solar | 0 | 0 | 0 | 0 | 0 | 0 | 0 | 10 | 0 | 0 | 0 | 0 | IESO FIT | 201509
Canadá | Swanton Line |  |  | 42.2638 | -82.2682 | Merlin |  | Ontario |  |  | 10 | 10 | Eólica | Eólica | 0 | 0 | 0 | 0 | 0 | 0 | 0 | 0 | 10 | 0 | 0 | 0 |  | 201601
Canadá | Upper Bear |  | Bear Hydro LP | 49.7954 | -123.5721 | Sechelt |  | British Columbia |  |  | 10 | 10 | Hidroeléctrica | Hidroeléctrica | 0 | 0 | 0 | 0 | 10 | 0 | 0 | 0 | 0 | 0 | 0 | 0 | BC Hydro | 201512
Canadá | Valerie Falls | Valerie Falls Ltd. Partnership | Brookfield Renewable Energy Partners | 48.7918 | -91.705 | Atitokan |  | Ontario |  |  | 10 | 10 | Hidroeléctrica | Hidroeléctrica | 0 | 0 | 0 | 0 | 10 | 0 | 0 | 0 | 0 | 0 | 0 | 0 | Brookfield Renewable | 201512
Canadá | William Rutley | Tempest Power Corp. | Tempest Power Corp. | 45.0076 | -74.9746 | Ingleside |  | Ontario |  |  | 10 | 10 | Solar | Solar | 0 | 0 | 0 | 0 | 0 | 0 | 0 | 10 | 0 | 0 | 0 | 0 | IESO FIT | 201509
Canadá | Woodville | Invenergy | Invenergy | 44.4166 | -78.8859 | Woodville |  | Ontario |  |  | 10 | 10 | Solar | Solar | 0 | 0 | 0 | 0 | 0 | 0 | 0 | 10 | 0 | 0 | 0 | 0 | Solar Industry Mag | 201509
Canadá | Weican R/D | Weican | Weican | 47.0329 | -64.0168 | North Cape |  | Prince Edward Island |  |  | 10 | 10 | Eólica | Eólica | 0 | 0 | 0 | 0 | 0 | 0 | 0 | 0 | 10 | 0 | 0 | 0 | CanWEA | 201512
Canadá | Zephyr |  | Schneider Power Inc | 42.9238 | -81.9063 | Haldimand |  | Ontario |  |  | 10 | 10 | Eólica | Eólica | 0 | 0 | 0 | 0 | 0 | 0 | 0 | 0 | 10 | 0 | 0 | 0 | CanWEA | 201512
Canadá | Kingston Gardiner Hwy2 North | Sune Westbrook LP | Sune Westbrook LP | 44.2966 | -76.633 | Odessa |  | Ontario |  |  | 10 | 10 | Solar | Solar | 0 | 0 | 0 | 0 | 0 | 0 | 0 | 10 | 0 | 0 | 0 | 0 | IESO FIT | 201509
Canadá | Mightysolar | Mightysolar LP | Mightysolar LP | 45.1276 | -75.2581 | Chesterville |  | Ontario |  |  | 10 | 10 | Solar | Solar | 0 | 0 | 0 | 0 | 0 | 0 | 0 | 10 | 0 | 0 | 0 | 0 | IESO FIT | 201509
Canadá | Napanee TS Taylor Kidd | Sune Taylor Kidd LP | Sune Taylor Kidd LP | 44.2175 | -76.7082 | Odessa (Millhaven) |  | Ontario |  |  | 10 | 10 | Solar | Solar | 0 | 0 | 0 | 0 | 0 | 0 | 0 | 10 | 0 | 0 | 0 | 0 | IESO FIT | 201509
Canadá | Val Caron | Csi Val Caron LP | Csi Val Caron LP | 46.6692 | -80.9214 | Greater Sudbury |  | Ontario |  |  | 10 | 10 | Solar | Solar | 0 | 0 | 0 | 0 | 0 | 0 | 0 | 10 | 0 | 0 | 0 | 0 | IESO FIT | 201509
Canadá | Lachute LFG | Régie Intermunicipale Argenteuil-Deux-Montagnes | Kruger Energy | 45.6093 | -74.2492 | Lachute |  | Quebec |  |  | 10 | 10 | Biomasa | Biomasa | 0 | 0 | 0 | 0 | 0 | 0 | 0 | 0 | 0 | 0 | 10 | 0 | MERN | 201512
Canadá | Clear Creek |  | Aim Powergen Corporation | 42.5879 | -80.5722 | Clear Creek Wind Farm |  | Ontario |  |  | 9.9 | 9.9 | Eólica | Eólica | 0 | 0 | 0 | 0 | 0 | 0 | 0 | 0 | 9.9 | 0 | 0 | 0 | CanWEA | 201512
Canadá | Cultus |  | Aim Powergen Corporation | 42.6009 | -80.6048 | St Williams |  | Ontario |  |  | 9.9 | 9.9 | Eólica | Eólica | 0 | 0 | 0 | 0 | 0 | 0 | 0 | 0 | 9.9 | 0 | 0 | 0 | CanWEA | 201512
Canadá | Frogmore |  | Aim Powergen Corporation | 42.6069 | -80.6598 | Frogmore |  | Ontario |  |  | 9.9 | 9.9 | Eólica | Eólica | 0 | 0 | 0 | 0 | 0 | 0 | 0 | 0 | 9.9 | 0 | 0 | 0 | CanWEA | 201512
Canadá | Mohawk Point |  | Aim Sop Pase I LP | 42.8514 | -79.4903 | Lowbanks |  | Ontario |  |  | 9.9 | 9.9 | Eólica | Eólica | 0 | 0 | 0 | 0 | 0 | 0 | 0 | 0 | 9.9 | 0 | 0 | 0 | CanWEA | 201512
Canadá | Ravenswood |  | Sky Generation Inc | 43.1751 | -81.9812 | Lambton Shores |  | Ontario |  |  | 9.9 | 9.9 | Eólica | Eólica | 0 | 0 | 0 | 0 | 0 | 0 | 0 | 0 | 9.9 | 0 | 0 | 0 | CanWEA | 201512
Canadá | Ingersoll 1 | Fiera Solar Ingersoll 1 L.P. | Fiera Solar Ingersoll 1 L.P. | 43.088 | -80.8462 | Ingersoll |  | Ontario |  |  | 9.5 | 9.5 | Solar | Solar | 0 | 0 | 0 | 0 | 0 | 0 | 0 | 9.5 | 0 | 0 | 0 | 0 | IESO FIT | 201509
Canadá | Skyway 8 | Capstone Infrastructure Corporation | Capstone Infrastructure Corporation | 44.0844 | -80.3918 | Shelburne |  | Ontario |  |  | 9.5 | 9.5 | Eólica | Eólica | 0 | 0 | 0 | 0 | 0 | 0 | 0 | 0 | 9.5 | 0 | 0 | 0 | CanWEA | 201512
Canadá | Calm Lake | H2O Power LP | H2O Power LP | 48.7937 | -92.154 | Bennett Township |  | Ontario |  |  | 9.4 | 9.4 | Hidroeléctrica | Hidroeléctrica | 0 | 0 | 0 | 0 | 9.4 | 0 | 0 | 0 | 0 | 0 | 0 | 0 | IESO Electricity Contracts | 201606
Canadá | Mobile |  | Newfoundland Light & Power Co Ltd. | 47.2479 | -52.8418 | Mobile River |  | Newfoundland and Labrador |  |  | 9.4 | 9.4 | Hidroeléctrica | Hidroeléctrica | 0 | 0 | 0 | 0 | 9.4 | 0 | 0 | 0 | 0 | 0 | 0 | 0 | Newfoundland Power | 201512
Canadá | St-Thomas |  |  | 46.0639 | -73.2555 |  |  | Quebec |  |  | 9.4 | 9.4 | Biomasa | Biomasa | 0 | 0 | 0 | 0 | 0 | 0 | 0 | 0 | 0 | 0 | 9.4 | 0 | MERN | 201512
Canadá | Penn Energy - Edwardsburgh Morrisburg-1 | Edwardsburgh Solar Farm Partnership | Edwardsburgh Solar Farm Partnership | 44.7257 | -75.4928 | Edwardsburgh/Cardinal |  | Ontario |  |  | 9.3 | 9.3 | Solar | Solar | 0 | 0 | 0 | 0 | 0 | 0 | 0 | 9.3 | 0 | 0 | 0 | 0 | IESO FIT | 201509
Canadá | Penn Energy - S. Glengarry St. Lawrence-1 | South Glengarry Solar Farm Partnership | South Glengarry Solar Farm Partnership | 45.1066 | -74.6822 | South Glengarry |  | Ontario |  |  | 9.3 | 9.3 | Solar | Solar | 0 | 0 | 0 | 0 | 0 | 0 | 0 | 9.3 | 0 | 0 | 0 | 0 | IESO FIT | 201509
Canadá | Chaudiere 4 | Energy Ottawa Inc. | Energy Ottawa Inc. | 45.4204 | -75.7149 | Ottawa |  | Ontario |  |  | 9.3 | 9.3 | Hidroeléctrica | Hidroeléctrica | 0 | 0 | 0 | 0 | 9.3 | 0 | 0 | 0 | 0 | 0 | 0 | 0 | IESO Electricity Contracts | 201606
Canadá | Rapides-des-Cèdres | Énergie La Lièvre, Sec | Énergie La Lièvre, Sec | 46.1009 | -75.648 | Notre Dame du Laus |  | Quebec |  |  | 9.3 | 9.3 | Hidroeléctrica | Hidroeléctrica | 0 | 0 | 0 | 0 | 9.3 | 0 | 0 | 0 | 0 | 0 | 0 | 0 | MERN | 201606
Canadá | Watsons Brook |  | Deer Lake Power - A Division of Kruger Energy | 48.9415 | -57.9282 | Corner Brook |  | Newfoundland and Labrador |  |  | 9.3 | 9.3 | Hidroeléctrica | Hidroeléctrica | 0 | 0 | 0 | 0 | 9.3 | 0 | 0 | 0 | 0 | 0 | 0 | 0 | Kruger Energy | 201512
Canadá | Diavik Mine | Diavik Diamond Mines Inc | Diavik Diamond Mines Inc | 64.4912 | -110.3423 | Diavik Mine |  | Northwest Territories |  |  | 9.2 | 9.2 | Eólica | Eólica | 0 | 0 | 0 | 0 | 0 | 0 | 0 | 0 | 9.2 | 0 | 0 | 0 | CanWEA | 201512
Canadá | Eddy Ottawa | Chaudiere Hydro L.P./Hydro Chaudiere | Chaudiere Hydro L.P./Hydro Chaudiere | 45.4208 | -75.7185 | Ottawa |  | Ontario |  |  | 9.2 | 9.2 | Hidroeléctrica | Hidroeléctrica | 0 | 0 | 0 | 0 | 9.2 | 0 | 0 | 0 | 0 | 0 | 0 | 0 | Statistics Canada | 2000
Canadá | Ellerhouse |  |  | 44.9316 | -64.0276 |  |  | Nova Scotia |  |  | 9.2 | 9.2 | Eólica | Eólica | 0 | 0 | 0 | 0 | 0 | 0 | 0 | 0 | 9.2 | 0 | 0 | 0 | CanWEA | 201512
Canadá | First Light I | Sunedison / Skypower Ltd. | Sunedison / Skypower Ltd. | 44.2904 | -76.9257 | Stone Mills |  | Ontario |  |  | 9.1 | 9.1 | Solar | Solar | 0 | 0 | 0 | 0 | 0 | 0 | 0 | 9.1 | 0 | 0 | 0 | 0 | SunEdison | 201512
Canadá | First Light II | Sunedison / Skypower Ltd. | Sunedison / Skypower Ltd. | 44.2984 | -76.9425 | Stone Mills |  | Ontario |  |  | 9.1 | 9.1 | Solar | Solar | 0 | 0 | 0 | 0 | 0 | 0 | 0 | 9.1 | 0 | 0 | 0 | 0 | SkyPower Highlight Solar Project | 201601
Canadá | Deep Brook |  | Nova Scotia Power Inc | 44.0805 | -64.7909 | Mersey River |  | Nova Scotia |  |  | 9.1 | 9.1 | Hidroeléctrica | Hidroeléctrica | 0 | 0 | 0 | 0 | 9.1 | 0 | 0 | 0 | 0 | 0 | 0 | 0 | Statistics Canada | 2000
Canadá | 13th Sideroad | Sky Power Ltd. | Sky Power Ltd. | 42.855 | -80.3607 | Simcoe |  | Ontario |  |  | 9 | 9 | Solar | Solar | 0 | 0 | 0 | 0 | 0 | 0 | 0 | 9 | 0 | 0 | 0 | 0 | wikipedia | 201512
Canadá | Brockville 2 | TransCanada Energy Ltd. | TransCanada Energy Ltd. | 44.6301 | -75.8033 | Brockville |  | Ontario |  |  | 9 | 9 | Solar | Solar | 0 | 0 | 0 | 0 | 0 | 0 | 0 | 9 | 0 | 0 | 0 | 0 | IESO FIT | 201509
Canadá | Alouette | BC Hydro | BC Hydro | 49.3711 | -122.3134 | Alouette Lake |  | British Columbia |  |  | 9 | 9 | Hidroeléctrica | Hidroeléctrica | 0 | 0 | 0 | 0 | 9 | 0 | 0 | 0 | 0 | 0 | 0 | 0 | BC Hydro | 201512
Canadá | Bisnett Line | Gengrowth |  | 42.2787 | -81.9917 |  |  | Ontario |  |  | 9 | 9 | Eólica | Eólica | 0 | 0 | 0 | 0 | 0 | 0 | 0 | 0 | 9 | 0 | 0 | 0 |  | 201601
Canadá | Thunder Bay Airport | Skypower / Canadian Solar | Canadian Solar | 48.3653 | -89.3208 | Thunder Bay |  | Ontario |  |  | 9 | 9 | Solar | Solar | 0 | 0 | 0 | 0 | 0 | 0 | 0 | 9 | 0 | 0 | 0 | 0 | Canadian Solar | 201512
Canadá | Front Line | Gengrowth |  | 42.3964 | -81.8657 |  |  | Ontario |  |  | 9 | 9 | Eólica | Eólica | 0 | 0 | 0 | 0 | 0 | 0 | 0 | 0 | 9 | 0 | 0 | 0 |  | 201601
Canadá | HAF Energy | Vineland Power Inc. | Vineland Power Inc. | 43.122 | -79.7108 | Caistors Centre |  | Ontario |  |  | 9 | 9 | Eólica | Eólica | 0 | 0 | 0 | 0 | 0 | 0 | 0 | 0 | 9 | 0 | 0 | 0 | CanWEA | 201512
Canadá | Hound Chute | Umh Energy Partnership | Umh Energy Partnership | 47.3047 | -79.6966 | District Of Timiskaming |  | Ontario |  |  | 9 | 9 | Hidroeléctrica | Hidroeléctrica | 0 | 0 | 0 | 0 | 9 | 0 | 0 | 0 | 0 | 0 | 0 | 0 | OPG | 201606
Canadá | Huron |  | Huron Wind | 44.3115 | -81.5463 | Bruce County |  | Ontario |  |  | 9 | 9 | Eólica | Eólica | 0 | 0 | 0 | 0 | 0 | 0 | 0 | 0 | 9 | 0 | 0 | 0 | CanWEA | 201512
Canadá | Norway | Suez Renewable Energy | Suez Renewable Energy | 47.0078 | -64.0206 | Norway |  | Prince Edward Island |  |  | 9 | 9 | Eólica | Eólica | 0 | 0 | 0 | 0 | 0 | 0 | 0 | 0 | 9 | 0 | 0 | 0 | CanWEA | 201512
Canadá | Plateau III | Plateau Wind LP | Plateau Wind LP | 44.1885 | -80.3088 | Melancthon |  | Ontario |  |  | 9 | 9 | Eólica | Eólica | 0 | 0 | 0 | 0 | 0 | 0 | 0 | 0 | 9 | 0 | 0 | 0 | CanWEA | 201512
Canadá | Sisson |  | Nb Power Corporation | 47.266 | -67.2434 | Sisson Lake |  | New Brunswick |  |  | 9 | 9 | Hidroeléctrica | Hidroeléctrica | 0 | 0 | 0 | 0 | 9 | 0 | 0 | 0 | 0 | 0 | 0 | 0 | NB Power | 201512
Canadá | Slave Lake | Slave Lake Pulp | Slave Lake Pulp | 55.2509 | -114.5181 |  |  | Alberta |  |  | 9 | 9 | Biomasa | Biomasa | 0 | 0 | 0 | 0 | 0 | 0 | 0 | 0 | 0 | 0 | 9 | 0 | Alberta Energy | 201606
Canadá | Wainfleet | Wainfleet Wind Energy Inc. | Wainfleet Wind Energy Inc. | 42.8978 | -79.3854 | Wainfleet |  | Ontario |  |  | 9 | 9 | Eólica | Eólica | 0 | 0 | 0 | 0 | 0 | 0 | 0 | 0 | 9 | 0 | 0 | 0 | CanWEA | 201512
Canadá | Portneuf-3 (Les Crans Serrés) | Innergex, Socom/Innergex Inc. | Innergex, Socom/Innergex Inc. | 48.6913 | -69.3389 | Sainte Anne de Portneuf |  | Quebec |  |  | 8.7 | 8.7 | Hidroeléctrica | Hidroeléctrica | 0 | 0 | 0 | 0 | 8.7 | 0 | 0 | 0 | 0 | 0 | 0 | 0 | MERN | 201606
Canadá | McDougall | Fiducie R.S.P. Hydro Inc. | Fiducie R.S.P. Hydro Inc. | 46.7405 | -71.6955 | Riviere Jacques Cartier |  | Quebec |  |  | 8.6 | 8.6 | Hidroeléctrica | Hidroeléctrica | 0 | 0 | 0 | 0 | 8.6 | 0 | 0 | 0 | 0 | 0 | 0 | 0 | MERN | 201606
Canadá | Bluearth Little Creek | Bluearth Renewables Inc |  | 44.2044 | -76.9251 |  |  | Ontario |  |  | 8.5 | 8.5 | Solar | Solar | 0 | 0 | 0 | 0 | 0 | 0 | 0 | 8.5 | 0 | 0 | 0 | 0 | BluEarth Renewables Inc | 201601
Canadá | Midhurst 6 | Met Fiera Solar Midhurst 6 L.P. | Met Fiera Solar Midhurst 6 L.P. | 44.4762 | -79.7194 | Midhurst |  | Ontario |  |  | 8.5 | 8.5 | Solar | Solar | 0 | 0 | 0 | 0 | 0 | 0 | 0 | 8.5 | 0 | 0 | 0 | 0 | IESO FIT | 201509
Canadá | Snare Rapids / Ted Humphrys |  | Northwest Territories Power Corporation | 63.5114 | -116.0053 | Snare River |  | Northwest Territories |  |  | 8.5 | 8.5 | Hidroeléctrica | Hidroeléctrica | 0 | 0 | 0 | 0 | 8.5 | 0 | 0 | 0 | 0 | 0 | 0 | 0 | Northwest Territories Power Co | 201512
Canadá | Chaudiere 2 |  | Ottawa Hydro | 45.4191 | -75.7139 | Ottawa |  | Ontario |  |  | 8.4 | 8.4 | Hidroeléctrica | Hidroeléctrica | 0 | 0 | 0 | 0 | 8.4 | 0 | 0 | 0 | 0 | 0 | 0 | 0 |  | 201512
Canadá | Cruikshank |  | Enbridge Income Fund | 44.2478 | -81.5714 | Ripley |  | Ontario |  |  | 8.3 | 8.3 | Eólica | Eólica | 0 | 0 | 0 | 0 | 0 | 0 | 0 | 0 | 8.3 | 0 | 0 | 0 | CanWEA | 201512
Canadá | Chicoutimi | PF Résolu Canada Inc. | PF Résolu Canada Inc. | 48.4262 | -71.0764 | Chicoutimi |  | Quebec |  |  | 8.2 | 8.2 | Hidroeléctrica | Hidroeléctrica | 0 | 0 | 0 | 0 | 8.2 | 0 | 0 | 0 | 0 | 0 | 0 | 0 | MERN | 201606
Canadá | Saint-Alban | Algonquin Power | Algonquin Power | 46.71 | -72.0768 | Saint Alban |  | Quebec |  |  | 8.2 | 8.2 | Hidroeléctrica | Hidroeléctrica | 0 | 0 | 0 | 0 | 8.2 | 0 | 0 | 0 | 0 | 0 | 0 | 0 | Algonquin Power | 201606
Canadá | Springwood | WPD Springwood Wind Incorporated | WPD Springwood Wind Incorporated | 43.7838 | -80.404 | Fergus |  | Ontario |  |  | 8.2 | 8.2 | Eólica | Eólica | 0 | 0 | 0 | 0 | 0 | 0 | 0 | 0 | 8.2 | 0 | 0 | 0 | CanWEA | 201512
Canadá | Thelwood | Boliden Westmin Ltd. | Boliden Westmin Ltd. | 49.5424 | -125.5642 | Thelwood Lake |  | British Columbia |  |  | 8.2 | 8.2 | Hidroeléctrica | Hidroeléctrica | 0 | 0 | 0 | 0 | 8.2 | 0 | 0 | 0 | 0 | 0 | 0 | 0 | Statistics Canada | 2000
Canadá | Swift Rapids | Orillia Power Generation Corporation | Orillia Power Generation Corporation | 44.8569 | -79.5396 | Severn Falls |  | Ontario |  |  | 8.1 | 8.1 | Hidroeléctrica | Hidroeléctrica | 0 | 0 | 0 | 0 | 8.1 | 0 | 0 | 0 | 0 | 0 | 0 | 0 | IESO Electricity Contracts | 201606
Canadá | Paradise River |  | Newfoundland Labrador Hydroelectric Corporation (Nalcor Energy) | 47.6182 | -54.4315 | Burnt Ile System |  | Newfoundland and Labrador |  |  | 8 | 8 | Hidroeléctrica | Hidroeléctrica | 0 | 0 | 0 | 0 | 8 | 0 | 0 | 0 | 0 | 0 | 0 | 0 | NL Hydro | 201512
Canadá | Big Eddy |  | Ontario Power Generation Inc | 45.0206 | -79.753 | Bala |  | Ontario |  |  | 8 | 8 | Hidroeléctrica | Hidroeléctrica | 0 | 0 | 0 | 0 | 8 | 0 | 0 | 0 | 0 | 0 | 0 | 0 | OPG | 201606
Canadá | Bluefish |  | Northwest Territories Power Corporation | 62.6718 | -114.2615 | Yellowknife River |  | Northwest Territories |  |  | 8 | 8 | Hidroeléctrica | Hidroeléctrica | 0 | 0 | 0 | 0 | 8 | 0 | 0 | 0 | 0 | 0 | 0 | 0 | Northwest Territories Power Co | 201512
Canadá | Crystal Falls |  | Ontario Power Generation Inc | 46.4501 | -79.8629 | Crystal Falls |  | Ontario |  |  | 8 | 8 | Hidroeléctrica | Hidroeléctrica | 0 | 0 | 0 | 0 | 8 | 0 | 0 | 0 | 0 | 0 | 0 | 0 | OPG | 201606
Canadá | Glen Miller | Glen Miller Power LP | Glen Miller Power LP | 44.1525 | -77.5819 | Trenton |  | Ontario |  |  | 8 | 8 | Hidroeléctrica | Hidroeléctrica | 0 | 0 | 0 | 0 | 8 | 0 | 0 | 0 | 0 | 0 | 0 | 0 | IESO Electricity Contracts | 201606
Canadá | North Beaverbank |  |  | 44.9155 | -63.6815 |  |  | Nova Scotia |  |  | 8 | 8 | Eólica | Eólica | 0 | 0 | 0 | 0 | 0 | 0 | 0 | 0 | 8 | 0 | 0 | 0 | CanWEA | 201512
Canadá | Penn Energy - Ridgefield | Ridgefield Solar Farm Partnership | Ridgefield Solar Farm Partnership | 44.4433 | -78.6864 | Fenelon Township |  | Ontario |  |  | 8 | 8 | Solar | Solar | 0 | 0 | 0 | 0 | 0 | 0 | 0 | 8 | 0 | 0 | 0 | 0 | IESO FIT | 201509
Canadá | Peterborough Robert G. Lake |  | Peterborough Utilities Inc | 44.3653 | -78.2928 | Peterborough |  | Ontario |  |  | 8 | 8 | Hidroeléctrica | Hidroeléctrica | 0 | 0 | 0 | 0 | 8 | 0 | 0 | 0 | 0 | 0 | 0 | 0 | Statistics Canada | 2000
Canadá | Pont-Arnaud | Ville de Saguenay | Ville de Saguenay | 48.4069 | -71.1237 | Rivière Chicoutimi |  | Quebec |  |  | 8 | 8 | Hidroeléctrica | Hidroeléctrica | 0 | 0 | 0 | 0 | 8 | 0 | 0 | 0 | 0 | 0 | 0 | 0 | MERN | 201606
Canadá | Ragged Rapids |  | Ontario Power Generation Inc | 45.018 | -79.6883 | Bala |  | Ontario |  |  | 8 | 8 | Hidroeléctrica | Hidroeléctrica | 0 | 0 | 0 | 0 | 8 | 0 | 0 | 0 | 0 | 0 | 0 | 0 | OPG | 201606
Canadá | Raging River 1 - Port Alice | Aquila Infrastructure |  | 50.3884 | -127.2335 | Victoria Lake |  | British Columbia |  |  | 8 | 8 | Hidroeléctrica | Hidroeléctrica | 0 | 0 | 0 | 0 | 8 | 0 | 0 | 0 | 0 | 0 | 0 | 0 | Statistics Canada | 2000
Canadá | Ramore | New Ospvf 11 Limited Partnership | New Ospvf 11 Limited Partnership | 48.4393 | -80.3256 | Ramore |  | Ontario |  |  | 8 | 8 | Solar | Solar | 0 | 0 | 0 | 0 | 0 | 0 | 0 | 8 | 0 | 0 | 0 | 0 | IESO FIT | 201509
Canadá | Smooth Rock Falls |  | Gemini Srf Power Corporation | 49.2857 | -81.6376 | Smooth Rock Falls |  | Ontario |  |  | 8 | 8 | Hidroeléctrica | Hidroeléctrica | 0 | 0 | 0 | 0 | 8 | 0 | 0 | 0 | 0 | 0 | 0 | 0 | IESO Electricity Contracts | 201606
Canadá | Tolko Kelowna Cogeneration | Tolko Industries Ltd. | Tolko Industries Ltd. | 49.9014 | -119.4994 | Kelowna |  | British Columbia |  |  | 8 | 8 | Biomasa | Biomasa | 0 | 0 | 0 | 0 | 0 | 0 | 0 | 0 | 0 | 0 | 8 | 0 | BC Hydro | 201512
Canadá | Walter Hardman | BC Hydro | BC Hydro | 50.8139 | -118.06 | Cranberry Creek |  | British Columbia |  |  | 8 | 8 | Hidroeléctrica | Hidroeléctrica | 0 | 0 | 0 | 0 | 8 | 0 | 0 | 0 | 0 | 0 | 0 | 0 | BC Hydro | 201512
Canadá | Waterloo | Saskatchewan Power Corporation | Saskatchewan Power Corporation | 59.6319 | -109.0555 | Charlot River |  | Saskatchewan |  |  | 8 | 8 | Hidroeléctrica | Hidroeléctrica | 0 | 0 | 0 | 0 | 8 | 0 | 0 | 0 | 0 | 0 | 0 | 0 | SaskPower | 201512
Canadá | Waubaushene 4 | Aurora Waubaushene 4 Limited Partnership | Aurora Waubaushene 4 Limited Partnership | 44.7713 | -79.6416 | Coldwater |  | Ontario |  |  | 8 | 8 | Solar | Solar | 0 | 0 | 0 | 0 | 0 | 0 | 0 | 8 | 0 | 0 | 0 | 0 | IESO FIT | 201509
Canadá | Chute-à-Magnan | Concept Éco-Plein-Air Le Baluchon Inc./Innergex Inc. | Concept Éco-Plein-Air Le Baluchon Inc./Innergex Inc. | 46.4235 | -72.9684 | Saint-Paulin |  | Quebec |  |  | 7.9 | 7.9 | Hidroeléctrica | Hidroeléctrica | 0 | 0 | 0 | 0 | 7.9 | 0 | 0 | 0 | 0 | 0 | 0 | 0 | MERN | 201606
Canadá | Horse Chops |  | Newfoundland Light & Power Co Ltd. | 47.132 | -52.9816 | Horse Chops River |  | Newfoundland and Labrador |  |  | 7.7 | 7.7 | Hidroeléctrica | Hidroeléctrica | 0 | 0 | 0 | 0 | 7.7 | 0 | 0 | 0 | 0 | 0 | 0 | 0 | Newfoundland Power | 201512
Canadá | Brandywine Creek | Run of River Power |  | 50.0579 | -123.1312 |  |  | British Columbia |  |  | 7.6 | 7.6 | Hidroeléctrica | Hidroeléctrica | 0 | 0 | 0 | 0 | 7.6 | 0 | 0 | 0 | 0 | 0 | 0 | 0 | Energybc.ca | 201512
Canadá | Saint-Nicéphore LFG |  | Waste Management Québec Inc | 45.8228 | -72.3688 | Drummondville |  | Quebec |  |  | 7.6 | 7.6 | Biomasa | Biomasa | 0 | 0 | 0 | 0 | 0 | 0 | 0 | 0 | 0 | 0 | 7.6 | 0 | MERN | 201512
Canadá | Whistler | Rockford Energy Corporation | Rockford Energy Corporation | 50.1062 | -122.9458 | Whistler |  | British Columbia |  |  | 7.6 | 7.6 | Hidroeléctrica | Hidroeléctrica | 0 | 0 | 0 | 0 | 7.6 | 0 | 0 | 0 | 0 | 0 | 0 | 0 | Statistics Canada | 2000
Canadá | Fitzsimmons Creek | Innergex Inc. (66.7%) / Ledcor Power Group (33.3%) |  | 50.1056 | -122.9448 | Whistler |  | British Columbia |  |  | 7.5 | 7.5 | Hidroeléctrica | Hidroeléctrica | 0 | 0 | 0 | 0 | 7.5 | 0 | 0 | 0 | 0 | 0 | 0 | 0 | Innergex | 201512
Canadá | Golden | Louisiana-Pacific Canada Engineered Wood Products Ltd. | Evans Forest Products Ltd. | 51.3047 | -116.9761 | Golden |  | British Columbia |  | 800 9th Street North | 7.5 | 7.5 | Biomasa | Biomasa | 0 | 0 | 0 | 0 | 0 | 0 | 0 | 0 | 0 | 0 | 7.5 | 0 | Statistics Canada | 2000
Canadá | Snare Falls / Johnny Simpson |  | Northwest Territories Power Corporation | 63.439 | -116.1873 | Snare River |  | Northwest Territories |  |  | 7.5 | 7.5 | Hidroeléctrica | Hidroeléctrica | 0 | 0 | 0 | 0 | 7.5 | 0 | 0 | 0 | 0 | 0 | 0 | 0 | Northwest Territories Power Co | 201512
Canadá | White River |  | Drayton Valley Power Ltd. | 48.594 | -85.3008 | White River |  | Ontario |  |  | 7.5 | 7.5 | Biomasa | Biomasa | 0 | 0 | 0 | 0 | 0 | 0 | 0 | 0 | 0 | 0 | 7.5 | 0 | Statistics Canada | 2000
Canadá | Portneuf-1 (Chute du 4 Milles) | Innergex, Socom/Innergex Inc. | Innergex, Socom/Innergex Inc. | 48.6585 | -69.1325 | Sainte Anne de Portneuf |  | Quebec |  |  | 7.5 | 7.5 | Hidroeléctrica | Hidroeléctrica | 0 | 0 | 0 | 0 | 7.5 | 0 | 0 | 0 | 0 | 0 | 0 | 0 | MERN | 201606
Canadá | Cowie Falls |  | Nova Scotia Power Inc | 44.0744 | -64.7707 | Mersey River |  | Nova Scotia |  |  | 7.4 | 7.4 | Hidroeléctrica | Hidroeléctrica | 0 | 0 | 0 | 0 | 7.4 | 0 | 0 | 0 | 0 | 0 | 0 | 0 | Statistics Canada | 2000
Canadá | Boston Bar | Algonquin Power Corporation Inc | Algonquin Power Corporation | 49.8113 | -121.4585 | Scuzzy Creek |  | British Columbia |  |  | 7.2 | 7.2 | Hidroeléctrica | Hidroeléctrica | 0 | 0 | 0 | 0 | 7.2 | 0 | 0 | 0 | 0 | 0 | 0 | 0 | Statistics Canada | 2000
Canadá | Brown Lake | Innergex Inc. | Innergex Inc. | 54.0273 | -129.8437 | Prince Rupert |  | British Columbia |  |  | 7.2 | 7.2 | Hidroeléctrica | Hidroeléctrica | 0 | 0 | 0 | 0 | 7.2 | 0 | 0 | 0 | 0 | 0 | 0 | 0 | Innergex | 201512
Canadá | Chapleau Cogeneration |  | Tembec Inc | 47.8431 | -83.428 | Chapleau |  | Ontario |  |  | 7.2 | 7.2 | Biomasa | Biomasa | 0 | 0 | 0 | 0 | 0 | 0 | 0 | 0 | 0 | 0 | 7.2 | 0 | Biomass Magazine | 201512
Canadá | Lower Lake Falls |  | Nova Scotia Power Inc | 44.1577 | -64.9772 | Mersey River |  | Nova Scotia |  |  | 7.2 | 7.2 | Hidroeléctrica | Hidroeléctrica | 0 | 0 | 0 | 0 | 7.2 | 0 | 0 | 0 | 0 | 0 | 0 | 0 | Statistics Canada | 2000
Canadá | Nictaux |  | Nova Scotia Power Inc | 44.9091 | -65.0299 | Nictaix River |  | Nova Scotia |  |  | 7.2 | 7.2 | Hidroeléctrica | Hidroeléctrica | 0 | 0 | 0 | 0 | 7.2 | 0 | 0 | 0 | 0 | 0 | 0 | 0 | Statistics Canada | 2000
Canadá | Serpent |  | Brookfield Renewable Energy Partners | 46.219 | -82.4409 | Spanish |  | Ontario |  |  | 7.2 | 7.2 | Hidroeléctrica | Hidroeléctrica | 0 | 0 | 0 | 0 | 7.2 | 0 | 0 | 0 | 0 | 0 | 0 | 0 | Brookfield Renewable | 201512
Canadá | Ruth Falls |  | Nova Scotia Power Inc | 44.9341 | -62.5005 | East River |  | Nova Scotia |  |  | 7.1 | 7.1 | Hidroeléctrica | Hidroeléctrica | 0 | 0 | 0 | 0 | 7.1 | 0 | 0 | 0 | 0 | 0 | 0 | 0 | Statistics Canada | 2000
Canadá | Adam-Cunningham | PF Résolu Canada Inc. | PF Résolu Canada Inc. | 48.6581 | -71.1708 | Saint David de Falardeau |  | Quebec |  |  | 7 | 7 | Hidroeléctrica | Hidroeléctrica | 0 | 0 | 0 | 0 | 7 | 0 | 0 | 0 | 0 | 0 | 0 | 0 | MERN | 201606
Canadá | Bearn Sawmill |  | Tembec Inc | 47.2847 | -79.3356 | Bearn |  | Quebec |  |  | 7 | 7 | Biomasa | Biomasa | 0 | 0 | 0 | 0 | 0 | 0 | 0 | 0 | 0 | 0 | 7 | 0 | Tembec | 201512
Canadá | Burritts Rapids | TransCanada Energy Ltd. | TransCanada Energy Ltd. | 44.9778 | -75.8198 | Ottawa |  | Ontario |  |  | 7 | 7 | Solar | Solar | 0 | 0 | 0 | 0 | 0 | 0 | 0 | 7 | 0 | 0 | 0 | 0 | IESO FIT | 201509
Canadá | Falls River | BC Hydro | BC Hydro | 53.9835 | -129.7342 | Falls River |  | British Columbia |  |  | 7 | 7 | Hidroeléctrica | Hidroeléctrica | 0 | 0 | 0 | 0 | 7 | 0 | 0 | 0 | 0 | 0 | 0 | 0 | BC Hydro | 201512
Canadá | MacKenzie Pulp Mill Corporation |  | Paper Excellence | 55.2914 | -123.1592 | Golden Mackenzie |  | British Columbia |  |  | 7 | 7 | Biomasa | Biomasa | 0 | 0 | 0 | 0 | 0 | 0 | 0 | 0 | 0 | 0 | 7 | 0 | Canadian Bioenergy Association | 201512
Canadá | St. Mary River | Irrican Hydro | Irrican Hydro | 49.3665 | -113.1087 | Magrath |  | Alberta |  |  | 7 | 7 | Hidroeléctrica | Hidroeléctrica | 0 | 0 | 0 | 0 | 7 | 0 | 0 | 0 | 0 | 0 | 0 | 0 | Alberta Energy | 201606
Canadá | Sturgeon Falls | H2O Power LP | H2O Power LP | 48.7443 | -92.2839 | Bennett Township |  | Ontario |  |  | 7 | 7 | Hidroeléctrica | Hidroeléctrica | 0 | 0 | 0 | 0 | 7 | 0 | 0 | 0 | 0 | 0 | 0 | 0 | IESO Electricity Contracts | 201606
Canadá | Sunningdale 1 | Re Sunningdale LP | Re Sunningdale LP | 43.0711 | -81.1582 | Thorndale |  | Ontario |  |  | 7 | 7 | Solar | Solar | 0 | 0 | 0 | 0 | 0 | 0 | 0 | 7 | 0 | 0 | 0 | 0 | IESO FIT | 201509
Canadá | Vancouver LFG | Village Farms International Inc. | Village Farms International Inc. | 49.0977 | -123.0159 | Delta |  | British Columbia |  |  | 7 | 7 | Biomasa | Biomasa | 0 | 0 | 0 | 0 | 0 | 0 | 0 | 0 | 0 | 0 | 7 | 0 | Village Farms | 201512
Canadá | West Nipissing | West Nipissing Power Generation | West Nipissing Power Generation | 46.3695 | -79.9357 | Sturgeon Falls |  | Ontario |  | 129 Cache Bay Rd | 7 | 7 | Hidroeléctrica | Hidroeléctrica | 0 | 0 | 0 | 0 | 7 | 0 | 0 | 0 | 0 | 0 | 0 | 0 | IESO Electricity Contracts | 201606
Canadá | Drops 4-5-6 Hydro Plant |  | Irrican Power | 49.4526 | -112.7165 | Raymond |  | Alberta |  |  | 6.9 | 6.9 | Hidroeléctrica | Hidroeléctrica | 0 | 0 | 0 | 0 | 6.9 | 0 | 0 | 0 | 0 | 0 | 0 | 0 | Irrican Power | 201512
Canadá | Hells Gate |  | Nova Scotia Power Inc | 45.0466 | -64.4121 | Black River |  | Nova Scotia |  |  | 6.8 | 6.8 | Hidroeléctrica | Hidroeléctrica | 0 | 0 | 0 | 0 | 6.8 | 0 | 0 | 0 | 0 | 0 | 0 | 0 | Statistics Canada | 2000
Canadá | Proof Line |  | Sky Generation Inc | 43.1571 | -82.0184 | Lambton Shores |  | Ontario |  |  | 6.6 | 6.6 | Eólica | Eólica | 0 | 0 | 0 | 0 | 0 | 0 | 0 | 0 | 6.6 | 0 | 0 | 0 | CanWEA | 201512
Canadá | Ragged Chute | TransAlta | TransAlta | 47.2763 | -79.6714 | Montreal River |  | Ontario |  |  | 6.6 | 6.6 | Hidroeléctrica | Hidroeléctrica | 0 | 0 | 0 | 0 | 6.6 | 0 | 0 | 0 | 0 | 0 | 0 | 0 |  | 201512
Canadá | China Creek | Synex (12.5%) / Hupacasath & Ucluelet First Nations & the City of Port Alberni (87.5%) |  | 49.1856 | -124.7395 | Port Alberni |  | British Columbia |  |  | 6.5 | 6.5 | Hidroeléctrica | Hidroeléctrica | 0 | 0 | 0 | 0 | 6.5 | 0 | 0 | 0 | 0 | 0 | 0 | 0 | Synex | 201512
Canadá | Midhurst 4 | Met Fiera Solar Midhurst 4 L.P. | Met Fiera Solar Midhurst 4 L.P. | 44.4696 | -79.5615 | Oro-Medonte |  | Ontario |  |  | 6.5 | 6.5 | Solar | Solar | 0 | 0 | 0 | 0 | 0 | 0 | 0 | 6.5 | 0 | 0 | 0 | 0 | IESO FIT | 201509
Canadá | Orillia 3 | Fiera Solar Orillia 3 L.P. | Fiera Solar Orillia 3 L.P. | 44.586 | -79.4995 | Hawkestone |  | Ontario |  |  | 6.5 | 6.5 | Solar | Solar | 0 | 0 | 0 | 0 | 0 | 0 | 0 | 6.5 | 0 | 0 | 0 | 0 | IESO FIT | 201509
Canadá | Penn Energy - Roseplain | Roseplain Solar Farm Partnership | Roseplain Solar Farm Partnership | 44.0616 | -79.1816 | Town Of Uxbridge |  | Ontario |  |  | 6.5 | 6.5 | Solar | Solar | 0 | 0 | 0 | 0 | 0 | 0 | 0 | 6.5 | 0 | 0 | 0 | 0 | IESO FIT | 201509
Canadá | RSP-2 | Fiducie Boralex Énergie/Boralex Inc. | Fiducie Boralex Énergie/Boralex Inc. | 48.7319 | -69.1706 |  |  | Quebec |  |  | 6.5 | 6.5 | Hidroeléctrica | Hidroeléctrica | 0 | 0 | 0 | 0 | 6.5 | 0 | 0 | 0 | 0 | 0 | 0 | 0 | MERN | 201606
Canadá | Sinnott | Canadian Hydro Developers | Canadian Hydro Developers | 49.5325 | -113.9773 | Pincher Creek |  | Alberta |  |  | 6.5 | 6.5 | Eólica | Eólica | 0 | 0 | 0 | 0 | 0 | 0 | 0 | 0 | 6.5 | 0 | 0 | 0 | CanWEA | 201512
Canadá | Smiths Falls 3 | Aurora Smiths Falls 3 Limited Partnership | Aurora Smiths Falls 3 Limited Partnership | 44.9279 | -76.1158 | Smiths Falls |  | Ontario |  |  | 6.5 | 6.5 | Solar | Solar | 0 | 0 | 0 | 0 | 0 | 0 | 0 | 6.5 | 0 | 0 | 0 | 0 | IESO FIT | 201509
Canadá | Tors Cove |  | Newfoundland Light & Power Co Ltd. | 47.2107 | -52.8483 | Tors Cove Pond |  | Newfoundland and Labrador |  |  | 6.5 | 6.5 | Hidroeléctrica | Hidroeléctrica | 0 | 0 | 0 | 0 | 6.5 | 0 | 0 | 0 | 0 | 0 | 0 | 0 | Newfoundland Power | 201512
Canadá | New Glasgow (Watts Wind II) |  |  | 45.5057 | -62.6099 |  |  | Nova Scotia |  |  | 6.4 | 6.4 | Eólica | Eólica | 0 | 0 | 0 | 0 | 0 | 0 | 0 | 0 | 6.4 | 0 | 0 | 0 | CanWEA | 201512
Canadá | Wm Ottawa Landfill | Waste Management of Canada Corporation | Waste Management of Canada Corporation | 45.2816 | -75.9593 | Ottawa |  | Ontario |  |  | 6.4 | 6.4 | Biomasa | Biomasa | 0 | 0 | 0 | 0 | 0 | 0 | 0 | 0 | 0 | 0 | 6.4 | 0 | IESO FIT | 201509
Canadá | Trail Road LFG | Powertrail Inc. | Powertrail Inc. | 45.2372 | -75.7637 | City Of Ottawa |  | Ontario |  |  | 6.3 | 6.3 | Biomasa | Biomasa | 0 | 0 | 0 | 0 | 0 | 0 | 0 | 0 | 0 | 0 | 6.3 | 0 | IESO Electricity Contracts | 201606
Canadá | Whittington | WPD Whittington Wind Incorporated | WPD Whittington Wind Incorporated | 44.0045 | -80.1628 | Orangeville |  | Ontario |  |  | 6.2 | 6.2 | Eólica | Eólica | 0 | 0 | 0 | 0 | 0 | 0 | 0 | 0 | 6.2 | 0 | 0 | 0 | CanWEA | 201512
Canadá | Rose Blanche Brook |  | Newfoundland Light & Power Co Ltd. | 47.6519 | -58.713 | Rose Blanche Brook |  | Newfoundland and Labrador |  |  | 6.1 | 6.1 | Hidroeléctrica | Hidroeléctrica | 0 | 0 | 0 | 0 | 6.1 | 0 | 0 | 0 | 0 | 0 | 0 | 0 | Newfoundland Power | 201512
Canadá | Box Springs |  |  | 50.1004 | -110.7276 | Medicine Hat |  | Alberta |  |  | 6 | 6 | Eólica | Eólica | 0 | 0 | 0 | 0 | 0 | 0 | 0 | 0 | 6 | 0 | 0 | 0 | CanWEA | 201512
Canadá | Cape Broyle |  | Newfoundland Light & Power Co Ltd. | 47.0959 | -52.9372 | Horse Chops River |  | Newfoundland and Labrador |  |  | 6 | 6 | Hidroeléctrica | Hidroeléctrica | 0 | 0 | 0 | 0 | 6 | 0 | 0 | 0 | 0 | 0 | 0 | 0 | Newfoundland Power | 201512
Canadá | Eugenia |  | Ontario Power Generation Inc | 44.3398 | -80.537 | Grey Highlands |  | Ontario |  |  | 6 | 6 | Hidroeléctrica | Hidroeléctrica | 0 | 0 | 0 | 0 | 6 | 0 | 0 | 0 | 0 | 0 | 0 | 0 | OPG | 201606
Canadá | Hystad |  | Brookfield Renewable Energy Partners | 52.8413 | -119.3524 |  |  | British Columbia |  |  | 6 | 6 | Hidroeléctrica | Hidroeléctrica | 0 | 0 | 0 | 0 | 6 | 0 | 0 | 0 | 0 | 0 | 0 | 0 | Brookfield Renewable | 201512
Canadá | Kap Solar Park | New Ospvf 7 Limited Partnership | New Ospvf 7 Limited Partnership | 49.375 | -82.3928 | Kapuskasing |  | Ontario |  |  | 6 | 6 | Solar | Solar | 0 | 0 | 0 | 0 | 0 | 0 | 0 | 6 | 0 | 0 | 0 | 0 | IESO FIT | 201509
Canadá | Martock Ridge |  |  | 44.927 | -64.1192 |  |  | Nova Scotia |  |  | 6 | 6 | Eólica | Eólica | 0 | 0 | 0 | 0 | 0 | 0 | 0 | 0 | 6 | 0 | 0 | 0 | CanWEA | 201512
Canadá | Maryvale |  | Maryvale Wind LP | 45.7288 | -62.0635 |  |  | Nova Scotia |  |  | 6 | 6 | Eólica | Eólica | 0 | 0 | 0 | 0 | 0 | 0 | 0 | 0 | 6 | 0 | 0 | 0 | CanWEA | 201512
Canadá | Millbrook | Millbrook Community Wind Inc | Millbrook Community Wind Inc | 45.3263 | -63.3441 |  |  | Nova Scotia |  |  | 6 | 6 | Eólica | Eólica | 0 | 0 | 0 | 0 | 0 | 0 | 0 | 0 | 6 | 0 | 0 | 0 | CanWEA | 201512
Canadá | Mitis-1 | Hydro-Québec | Hydro-Québec | 48.6036 | -68.1376 | Mitis |  | Quebec |  |  | 6 | 6 | Hidroeléctrica | Hidroeléctrica | 0 | 0 | 0 | 0 | 6 | 0 | 0 | 0 | 0 | 0 | 0 | 0 | Hydro Québec | 201601
Canadá | Oxley | Henry Verhoeven | Oxley | 42.0066 | -82.8803 | Essex |  | Ontario |  |  | 6 | 6 | Eólica | Eólica | 0 | 0 | 0 | 0 | 0 | 0 | 0 | 0 | 6 | 0 | 0 | 0 | CanWEA | 201512
Canadá | Sandy Falls |  | Ontario Power Generation Inc | 48.5113 | -81.4434 | Timmins |  | Ontario |  |  | 6 | 6 | Hidroeléctrica | Hidroeléctrica | 0 | 0 | 0 | 0 | 6 | 0 | 0 | 0 | 0 | 0 | 0 | 0 | OPG | 201606
Canadá | Seymour |  | Ontario Power Generation Inc | 44.3215 | -77.782 | Campbellford |  | Ontario |  |  | 6 | 6 | Hidroeléctrica | Hidroeléctrica | 0 | 0 | 0 | 0 | 6 | 0 | 0 | 0 | 0 | 0 | 0 | 0 | OPG | 201606
Canadá | Shuswap Falls | BC Hydro | BC Hydro | 50.296 | -118.8133 | Shuswap River |  | British Columbia |  |  | 6 | 6 | Hidroeléctrica | Hidroeléctrica | 0 | 0 | 0 | 0 | 6 | 0 | 0 | 0 | 0 | 0 | 0 | 0 | BC Hydro | 201512
Canadá | Smiths Falls 1 | Aurora Smiths Falls 1 Limited Partnership | Aurora Smiths Falls 1 Limited Partnership | 44.8769 | -76.007 | Smiths Falls |  | Ontario |  |  | 6 | 6 | Solar | Solar | 0 | 0 | 0 | 0 | 0 | 0 | 0 | 6 | 0 | 0 | 0 | 0 | IESO FIT | 201509
Canadá | Upper White River | Pic Mobert Hydro Inc. | Pic Mobert Hydro Inc. | 48.6439 | -85.7659 | Brothers Township |  | Ontario |  |  | 6 | 6 | Hidroeléctrica | Hidroeléctrica | 0 | 0 | 0 | 0 | 6 | 0 | 0 | 0 | 0 | 0 | 0 | 0 | IESO Capability Report | 201606
Canadá | Sandy Brook |  | Newfoundland Light & Power Co Ltd. | 48.891 | -55.8228 | Sandy Brook |  | Newfoundland and Labrador |  |  | 6 | 6 | Hidroeléctrica | Hidroeléctrica | 0 | 0 | 0 | 0 | 6 | 0 | 0 | 0 | 0 | 0 | 0 | 0 | Newfoundland Power | 201512
Canadá | Jean-Guérin | Société d'Énergie Columbus Inc. | Société d'Énergie Columbus Inc. | 46.6353 | -71.0477 | Saint Anselme |  | Quebec |  |  | 5.9 | 5.9 | Hidroeléctrica | Hidroeléctrica | 0 | 0 | 0 | 0 | 5.9 | 0 | 0 | 0 | 0 | 0 | 0 | 0 | MERN | 201606
Canadá | Saint-Lambert | Placements Énergétiques Blx Inc./Boralex Inc. | Placements Énergétiques Blx Inc./Boralex Inc. | 45.4959 | -73.5153 | St Lambert |  | Quebec |  |  | 5.8 | 5.8 | Hidroeléctrica | Hidroeléctrica | 0 | 0 | 0 | 0 | 5.8 | 0 | 0 | 0 | 0 | 0 | 0 | 0 | MERN | 201606
Canadá | Heywood | St. Catharines Hydro Generation Inc. | St. Catharines Hydro Generation Inc. | 43.199 | -79.2646 | St. Catharines |  | Ontario |  |  | 5.8 | 5.8 | Hidroeléctrica | Hidroeléctrica | 0 | 0 | 0 | 0 | 5.8 | 0 | 0 | 0 | 0 | 0 | 0 | 0 | IESO Electricity Contracts | 201606
Canadá | Gulch |  | Nova Scotia Power Inc | 44.5672 | -65.6346 | Bear River |  | Nova Scotia |  |  | 5.7 | 5.7 | Hidroeléctrica | Hidroeléctrica | 0 | 0 | 0 | 0 | 5.7 | 0 | 0 | 0 | 0 | 0 | 0 | 0 | Statistics Canada | 2000
Canadá | Moresby Lake | Atlantic Power Corporation | Atlantic Power Corporation | 52.9345 | -132.1282 | Moresby Lake |  | British Columbia |  |  | 5.7 | 5.7 | Hidroeléctrica | Hidroeléctrica | 0 | 0 | 0 | 0 | 5.7 | 0 | 0 | 0 | 0 | 0 | 0 | 0 | Atlantic Power | 201512
Canadá | Windsor | Hydro-Windsor, Sec/Innergex | Hydro-Windsor, Sec/Innergex | 45.558 | -72.0077 |  |  | Quebec |  |  | 5.7 | 5.7 | Hidroeléctrica | Hidroeléctrica | 0 | 0 | 0 | 0 | 5.7 | 0 | 0 | 0 | 0 | 0 | 0 | 0 | MERN | 201606
Canadá | Beare Road LFG | E.S. Fox Ltd. | E S Fox Ltd. | 43.8233 | -79.1639 | Toronto |  | Ontario |  |  | 5.6 | 5.6 | Biomasa | Biomasa | 0 | 0 | 0 | 0 | 0 | 0 | 0 | 0 | 0 | 0 | 5.6 | 0 | ESFox | 201512
Canadá | Big Beaver Falls | Amik-Bbf Hydrokap L.P. | Amik-Bbf Hydrokap L.P. | 49.2998 | -82.5273 | Kapuskasing |  | Ontario |  |  | 5.5 | 5.5 | Hidroeléctrica | Hidroeléctrica | 0 | 0 | 0 | 0 | 5.5 | 0 | 0 | 0 | 0 | 0 | 0 | 0 | IESO FIT | 201509
Canadá | Camp Three Rapids | Amik-Ctr Hydrokap L.P. | Amik-Ctr Hydrokap L.P. | 49.2964 | -82.5373 | Kapuskasing |  | Ontario |  |  | 5.5 | 5.5 | Hidroeléctrica | Hidroeléctrica | 0 | 0 | 0 | 0 | 5.5 | 0 | 0 | 0 | 0 | 0 | 0 | 0 | IESO FIT | 201509
Canadá | Old Woman Falls | Nipiy-Owf Hydrokap L.P. | Nipiy-Owf Hydrokap L.P. | 49.1651 | -82.7136 | Kapuskasing |  | Ontario |  |  | 5.5 | 5.5 | Hidroeléctrica | Hidroeléctrica | 0 | 0 | 0 | 0 | 5.5 | 0 | 0 | 0 | 0 | 0 | 0 | 0 | IESO FIT | 201509
Canadá | South Cranberry Creek 2 | Advanced Energy Systems 1 LP |  | 50.7716 | -118.1041 | Revelstoke |  | British Columbia |  |  | 5.5 | 5.5 | Hidroeléctrica | Hidroeléctrica | 0 | 0 | 0 | 0 | 5.5 | 0 | 0 | 0 | 0 | 0 | 0 | 0 |  | 201601
Canadá | White Otter Falls | Nipiy-Wof Hydrokap L.P. | Nipiy-Wof Hydrokap L.P. | 49.2189 | -82.6888 | Kapuskasing |  | Ontario |  |  | 5.5 | 5.5 | Hidroeléctrica | Hidroeléctrica | 0 | 0 | 0 | 0 | 5.5 | 0 | 0 | 0 | 0 | 0 | 0 | 0 | IESO FIT | 201509
Canadá | High Falls | High Falls Development Partnership |  | 48.4434 | -92.3562 | District of Rainy River |  | Ontario |  |  | 5.4 | 5.4 | Hidroeléctrica | Hidroeléctrica | 0 | 0 | 0 | 0 | 5.4 | 0 | 0 | 0 | 0 | 0 | 0 | 0 |  | 201512
Canadá | Upper Lake Falls |  | Nova Scotia Power Inc | 44.1574 | -64.9984 | Rossignol Lake |  | Nova Scotia |  |  | 5.4 | 5.4 | Hidroeléctrica | Hidroeléctrica | 0 | 0 | 0 | 0 | 5.4 | 0 | 0 | 0 | 0 | 0 | 0 | 0 | Statistics Canada | 2000
Canadá | Chute Garneau | Ville de Saguenay | Ville de Saguenay | 48.3864 | -71.1289 | Rivière Chicoutimi |  | Quebec |  |  | 5.3 | 5.3 | Hidroeléctrica | Hidroeléctrica | 0 | 0 | 0 | 0 | 5.3 | 0 | 0 | 0 | 0 | 0 | 0 | 0 | MERN | 201606
Canadá | Thibaudeau-Ricard | Thibaudeau-Ricard Inc. | Thibaudeau-Ricard Inc. | 46.5529 | -72.7587 | Shawinigan |  | Quebec |  |  | 5.3 | 5.3 | Hidroeléctrica | Hidroeléctrica | 0 | 0 | 0 | 0 | 5.3 | 0 | 0 | 0 | 0 | 0 | 0 | 0 | MERN | 201606
Canadá | Big Eddy (Cpr Bridge) | Xeneca Ltd. Partnership |  | 45.9035 | -77.2878 | Petawawa |  | Ontario |  |  | 5.3 | 5.3 | Hidroeléctrica | Hidroeléctrica | 0 | 0 | 0 | 0 | 5.3 | 0 | 0 | 0 | 0 | 0 | 0 | 0 |  | 201512
Canadá | Hollow Bridge |  | Nova Scotia Power Inc | 45.0036 | -64.3764 | Black River |  | Nova Scotia |  |  | 5.3 | 5.3 | Hidroeléctrica | Hidroeléctrica | 0 | 0 | 0 | 0 | 5.3 | 0 | 0 | 0 | 0 | 0 | 0 | 0 | Statistics Canada | 2000
Canadá | RSP-3 | Fiducie Boralex Énergie/Boralex Inc. | Fiducie Boralex Énergie/Boralex Inc. | 48.7351 | -69.0648 |  |  | Quebec |  |  | 5.3 | 5.3 | Hidroeléctrica | Hidroeléctrica | 0 | 0 | 0 | 0 | 5.3 | 0 | 0 | 0 | 0 | 0 | 0 | 0 | MERN | 201606
Canadá | Sissiboo Falls |  | Nova Scotia Power Inc | 44.4308 | -65.8722 | Sissiboo River |  | Nova Scotia |  |  | 5.3 | 5.3 | Hidroeléctrica | Hidroeléctrica | 0 | 0 | 0 | 0 | 5.3 | 0 | 0 | 0 | 0 | 0 | 0 | 0 | Statistics Canada | 2000
Canadá | Ferndale |  | Sky Generation Inc | 44.9465 | -81.2632 | Ferndale |  | Ontario |  |  | 5.1 | 5.1 | Eólica | Eólica | 0 | 0 | 0 | 0 | 0 | 0 | 0 | 0 | 5.1 | 0 | 0 | 0 | CanWEA | 201512
Canadá | Lookout Brook |  | Newfoundland Light & Power Co Ltd. | 48.3662 | -58.2939 | Lockstown River |  | Newfoundland and Labrador |  |  | 5.1 | 5.1 | Hidroeléctrica | Hidroeléctrica | 0 | 0 | 0 | 0 | 5.1 | 0 | 0 | 0 | 0 | 0 | 0 | 0 | Newfoundland Power | 201512
Canadá | Laurie River II |  | Manitoba Hydro | 56.2251 | -101.0094 | Laurie River |  | Manitoba |  |  | 5.1 | 5.1 | Hidroeléctrica | Hidroeléctrica | 0 | 0 | 0 | 0 | 5.1 | 0 | 0 | 0 | 0 | 0 | 0 | 0 | MB Hydro | 201606
Canadá | Alderville 3 | Alderville Solar Limited Partnership | Alderville Solar Limited Partnership | 44.1939 | -78.0946 | Alnwick Township |  | Ontario |  |  | 5 | 5 | Solar | Solar | 0 | 0 | 0 | 0 | 0 | 0 | 0 | 5 | 0 | 0 | 0 | 0 | IESO FIT | 201509
Canadá | Almonte |  | Mississippi River Power Corporation | 45.2258 | -76.1981 | Mississipi Mills |  | Ontario |  |  | 5 | 5 | Hidroeléctrica | Hidroeléctrica | 0 | 0 | 0 | 0 | 5 | 0 | 0 | 0 | 0 | 0 | 0 | 0 | Ontario Rivers Alliance | 201512
Canadá | Batawa | Innergex Inc. | Innergex Inc. | 44.1685 | -77.5881 | Batawa |  | Ontario |  |  | 5 | 5 | Hidroeléctrica | Hidroeléctrica | 0 | 0 | 0 | 0 | 5 | 0 | 0 | 0 | 0 | 0 | 0 | 0 | Innergex | 201512
Canadá | Britannia LFG | Walker Industries / Comcor environmental |  | 43.6067 | -79.6972 |  |  | Ontario |  |  | 5 | 5 | Biomasa | Biomasa | 0 | 0 | 0 | 0 | 0 | 0 | 0 | 0 | 0 | 0 | 5 | 0 |  | 201601
Canadá | Calabogie |  | Ontario Power Generation Inc | 45.3047 | -76.7087 | Calabogie |  | Ontario |  |  | 5 | 5 | Hidroeléctrica | Hidroeléctrica | 0 | 0 | 0 | 0 | 5 | 0 | 0 | 0 | 0 | 0 | 0 | 0 | OPG | 201606
Canadá | Enbridge Tilbury | Enbridge Inc |  | 42.2741 | -82.4267 |  |  | Ontario |  |  | 5 | 5 | Solar | Solar | 0 | 0 | 0 | 0 | 0 | 0 | 0 | 5 | 0 | 0 | 0 | 0 |  | 201601
Canadá | Interlakes | TransAlta | TransAlta | 50.6335 | -115.1392 | Kananaskis |  | Alberta |  |  | 5 | 5 | Hidroeléctrica | Hidroeléctrica | 0 | 0 | 0 | 0 | 5 | 0 | 0 | 0 | 0 | 0 | 0 | 0 | TransAlta | 201512
Canadá | Kemptown |  |  | 45.4485 | -63.1148 |  |  | Nova Scotia |  |  | 5 | 5 | Eólica | Eólica | 0 | 0 | 0 | 0 | 0 | 0 | 0 | 0 | 5 | 0 | 0 | 0 | CanWEA | 201512
Canadá | Limerock |  |  | 45.5397 | -62.8225 |  |  | Nova Scotia |  |  | 5 | 5 | Eólica | Eólica | 0 | 0 | 0 | 0 | 0 | 0 | 0 | 0 | 5 | 0 | 0 | 0 | CanWEA | 201512
Canadá | Mayo A |  | Yukon Energy Corporation | 63.654 | -135.9155 | Mayo River |  | Yukon |  |  | 5 | 5 | Hidroeléctrica | Hidroeléctrica | 0 | 0 | 0 | 0 | 5 | 0 | 0 | 0 | 0 | 0 | 0 | 0 | Yukon Energy | 201512
Canadá | Meyersburg |  | Ontario Power Generation Inc | 44.2482 | -77.8019 | Harcourt |  | Ontario |  |  | 5 | 5 | Hidroeléctrica | Hidroeléctrica | 0 | 0 | 0 | 0 | 5 | 0 | 0 | 0 | 0 | 0 | 0 | 0 | OPG | 201606
Canadá | South Falls |  | Ontario Power Generation Inc | 45.0031 | -79.3054 | Bracebridge |  | Ontario |  |  | 5 | 5 | Hidroeléctrica | Hidroeléctrica | 0 | 0 | 0 | 0 | 5 | 0 | 0 | 0 | 0 | 0 | 0 | 0 | OPG | 201606
Canadá | Stinson |  | Ontario Power Generation Inc | 46.5213 | -80.7104 | Sudbury |  | Ontario |  |  | 5 | 5 | Hidroeléctrica | Hidroeléctrica | 0 | 0 | 0 | 0 | 5 | 0 | 0 | 0 | 0 | 0 | 0 | 0 | OPG | 201606
Canadá | Twin Falls (Kagiano) | Kagiano Power Corporation |  | 49.1899 | -86.1172 | Thunder Bay |  | Ontario |  |  | 5 | 5 | Hidroeléctrica | Hidroeléctrica | 0 | 0 | 0 | 0 | 5 | 0 | 0 | 0 | 0 | 0 | 0 | 0 | Kagiano Power | 201512
Canadá | Vanzwolf | Rainy River First Nations Solar 2 Limited Partnership | Rainy River First Nations Solar 2 Limited Partnership | 48.7078 | -94.2516 | Township Of Dawson |  | Ontario |  |  | 5 | 5 | Solar | Solar | 0 | 0 | 0 | 0 | 0 | 0 | 0 | 5 | 0 | 0 | 0 | 0 | IESO FIT | 201509
Canadá | Wellington | Saskatchewan Power Corporation | Saskatchewan Power Corporation | 59.6274 | -109.0178 | Charlot River |  | Saskatchewan |  |  | 5 | 5 | Hidroeléctrica | Hidroeléctrica | 0 | 0 | 0 | 0 | 5 | 0 | 0 | 0 | 0 | 0 | 0 | 0 | SaskPower | 201512
Canadá | Glenford | Algonquin Power | Algonquin Power | 46.8385 | -71.9405 | Ste Christine d’Auvergne |  | Quebec |  |  | 5 | 5 | Hidroeléctrica | Hidroeléctrica | 0 | 0 | 0 | 0 | 5 | 0 | 0 | 0 | 0 | 0 | 0 | 0 | Algonquin Power | 201606
Canadá | Laurie River I |  | Manitoba Hydro | 56.2508 | -101.1171 | Laurie River |  | Manitoba |  |  | 5 | 5 | Hidroeléctrica | Hidroeléctrica | 0 | 0 | 0 | 0 | 5 | 0 | 0 | 0 | 0 | 0 | 0 | 0 | MB Hydro | 201606
Canadá | Petty Harbour |  | Newfoundland Light & Power Co Ltd. | 47.4654 | -52.7123 | Second Pond |  | Newfoundland and Labrador |  |  | 4.9 | 4.9 | Hidroeléctrica | Hidroeléctrica | 0 | 0 | 0 | 0 | 4.9 | 0 | 0 | 0 | 0 | 0 | 0 | 0 | Newfoundland Power | 201512
Canadá | Jonquière | PF Résolu Canada Inc. | PF Résolu Canada Inc. | 48.4167 | -71.2555 | Riviere aux Sables |  | Quebec |  |  | 4.9 | 4.9 | Hidroeléctrica | Hidroeléctrica | 0 | 0 | 0 | 0 | 4.9 | 0 | 0 | 0 | 0 | 0 | 0 | 0 | MERN | 201606
Canadá | Ayers-1 | Ayers Limitée | Ayers Limitée | 45.6367 | -74.3605 | Lachute |  | Quebec |  |  | 4.8 | 4.8 | Hidroeléctrica | Hidroeléctrica | 0 | 0 | 0 | 0 | 4.8 | 0 | 0 | 0 | 0 | 0 | 0 | 0 | MERN | 201606
Canadá | Clover Bar LFG | Capital Power | Capital Power | 53.5956 | -113.3322 | Edmonton |  | Alberta |  |  | 4.8 | 4.8 | Biomasa | Biomasa | 0 | 0 | 0 | 0 | 0 | 0 | 0 | 0 | 0 | 0 | 4.8 | 0 | Alberta Energy | 201606
Canadá | Donnacona | Algonquin Power | Algonquin Power | 46.6785 | -71.7458 | Donnacona |  | Quebec |  |  | 4.8 | 4.8 | Hidroeléctrica | Hidroeléctrica | 0 | 0 | 0 | 0 | 4.8 | 0 | 0 | 0 | 0 | 0 | 0 | 0 | Algonquin Power | 201606
Canadá | Bird-1-2 | Fiducie R.S.P. Hydro Inc. | Fiducie R.S.P. Hydro Inc. | 46.7489 | -71.7104 | Pont Rouge |  | Quebec |  |  | 4.8 | 4.8 | Hidroeléctrica | Hidroeléctrica | 0 | 0 | 0 | 0 | 4.8 | 0 | 0 | 0 | 0 | 0 | 0 | 0 | MERN | 201606
Canadá | Humber Treatment Plant |  | City of Toronto | 43.6333 | -79.4806 | Etobicoke |  | Ontario |  |  | 4.7 | 4.7 | Biomasa | Biomasa | 0 | 0 | 0 | 0 | 0 | 0 | 0 | 0 | 0 | 0 | 4.7 | 0 | Canadian Bioenergy Association | 201512
Canadá | Musquash |  | Department of Natural Resources & Energy | 45.1969 | -66.3255 | Musquash River |  | New Brunswick |  |  | 4.6 | 4.6 | Hidroeléctrica | Hidroeléctrica | 0 | 0 | 0 | 0 | 4.6 | 0 | 0 | 0 | 0 | 0 | 0 | 0 | Statistics Canada | 2000
Canadá | Waterloo LFG |  | Toromont Energy Ltd. | 43.4375 | -80.5801 | Waterloo |  | Ontario |  |  | 4.6 | 4.6 | Biomasa | Biomasa | 0 | 0 | 0 | 0 | 0 | 0 | 0 | 0 | 0 | 0 | 4.6 | 0 | Toromont Energy | 201512
Canadá | Auld's Mountain |  |  | 45.5949 | -62.3745 |  |  | Nova Scotia |  |  | 4.6 | 4.6 | Eólica | Eólica | 0 | 0 | 0 | 0 | 0 | 0 | 0 | 0 | 4.6 | 0 | 0 | 0 | CanWEA | 201512
Canadá | Avon 1 |  | Nova Scotia Power Inc | 44.8815 | -64.2173 | Avon River |  | Nova Scotia |  |  | 4.6 | 4.6 | Hidroeléctrica | Hidroeléctrica | 0 | 0 | 0 | 0 | 4.6 | 0 | 0 | 0 | 0 | 0 | 0 | 0 | Statistics Canada | 2000
Canadá | Fairmont |  | Wind Prospect Inc | 45.6824 | -61.9913 |  |  | Nova Scotia |  |  | 4.6 | 4.6 | Eólica | Eólica | 0 | 0 | 0 | 0 | 0 | 0 | 0 | 0 | 4.6 | 0 | 0 | 0 | CanWEA | 201512
Canadá | St. Patrice de Beaurivage |  |  | 46.4235 | -71.2116 |  |  | Quebec |  |  | 4.6 | 4.6 | Biomasa | Biomasa | 0 | 0 | 0 | 0 | 0 | 0 | 0 | 0 | 0 | 0 | 4.6 | 0 | MERN | 201512
Canadá | Jonquière 1 | Ville de Saguenay | Ville de Saguenay | 48.4221 | -71.2534 |  |  | Quebec |  |  | 4.5 | 4.5 | Hidroeléctrica | Hidroeléctrica | 0 | 0 | 0 | 0 | 4.5 | 0 | 0 | 0 | 0 | 0 | 0 | 0 | MERN | 201606
Canadá | McBride Biodiesel | BC Hydro and Power Authority |  | 53.3408 | -120.2648 |  |  | British Columbia |  |  | 4.5 | 4.5 | Biomasa | Biomasa | 0 | 0 | 0 | 0 | 0 | 0 | 0 | 0 | 0 | 0 | 4.5 | 0 |  | 201601
Canadá | Nairn |  | Inco Ltd. | 46.344 | -81.5734 | Nairn and Hyman |  | Ontario |  |  | 4.5 | 4.5 | Hidroeléctrica | Hidroeléctrica | 0 | 0 | 0 | 0 | 4.5 | 0 | 0 | 0 | 0 | 0 | 0 | 0 | Statistics Canada | 2000
Canadá | Weedon | Ville de Sherbrooke | Ville de Sherbrooke | 45.6617 | -71.4636 | Weedon |  | Quebec |  |  | 4.5 | 4.5 | Hidroeléctrica | Hidroeléctrica | 0 | 0 | 0 | 0 | 4.5 | 0 | 0 | 0 | 0 | 0 | 0 | 0 | MERN | 201606
Canadá | Barr Creek | Synex (80%) / Ehattesaht Tribe (20%) | Barr Creek Hydro Ltd. | 49.9278 | -126.7602 | Barr Creek |  | British Columbia |  |  | 4.4 | 4.4 | Hidroeléctrica | Hidroeléctrica | 0 | 0 | 0 | 0 | 4.4 | 0 | 0 | 0 | 0 | 0 | 0 | 0 | Synex | 201512
Canadá | St. George |  | St George Pulp & Paper Co Ltd. | 45.1283 | -66.8279 | Magaguadavic River |  | New Brunswick |  |  | 4.4 | 4.4 | Hidroeléctrica | Hidroeléctrica | 0 | 0 | 0 | 0 | 4.4 | 0 | 0 | 0 | 0 | 0 | 0 | 0 | Statistics Canada | 2000
Canadá | UNBC Bioenergy Plant | University of Northern British Columbia |  | 53.8926 | -122.8149 | Prince George |  | British Columbia |  |  | 4.4 | 4.4 | Biomasa | Biomasa | 0 | 0 | 0 | 0 | 0 | 0 | 0 | 0 | 0 | 0 | 4.4 | 0 | University of Northern British | 201512
Canadá | Westbury | Ville de Sherbrooke | Ville de Sherbrooke | 45.498 | -71.6201 | Westbury |  | Quebec |  |  | 4.3 | 4.3 | Hidroeléctrica | Hidroeléctrica | 0 | 0 | 0 | 0 | 4.3 | 0 | 0 | 0 | 0 | 0 | 0 | 0 | MERN | 201606
Canadá | Snare Cascades |  | Northwest Territories Power Corporation | 63.4211 | -116.2238 | Snare River |  | Northwest Territories |  |  | 4.3 | 4.3 | Hidroeléctrica | Hidroeléctrica | 0 | 0 | 0 | 0 | 4.3 | 0 | 0 | 0 | 0 | 0 | 0 | 0 | Northwest Territories Power Co | 201512
Canadá | Paradise |  | Nova Scotia Power Inc | 44.8117 | -65.2186 | Paradise Brook |  | Nova Scotia |  |  | 4.2 | 4.2 | Hidroeléctrica | Hidroeléctrica | 0 | 0 | 0 | 0 | 4.2 | 0 | 0 | 0 | 0 | 0 | 0 | 0 | Statistics Canada | 2000
Canadá | Petites-Bergeronnes | Société d'Énergie Columbus Inc. | Société d'Énergie Columbus Inc. | 48.2614 | -69.6265 | Grandes Bergeronnes |  | Quebec |  |  | 4.2 | 4.2 | Hidroeléctrica | Hidroeléctrica | 0 | 0 | 0 | 0 | 4.2 | 0 | 0 | 0 | 0 | 0 | 0 | 0 | MERN | 201606
Canadá | Sainte-Brigitte-des-Saults | Algonquin Power | Algonquin Power | 46.0312 | -72.4791 | Ste Brigitte des Saults |  | Quebec |  |  | 4.2 | 4.2 | Hidroeléctrica | Hidroeléctrica | 0 | 0 | 0 | 0 | 4.2 | 0 | 0 | 0 | 0 | 0 | 0 | 0 | Algonquin Power | 201606
Canadá | Tide Water | Emera Inc. | Nova Scotia Power Inc | 44.6914 | -63.8913 | St Margaret's Bay |  | Nova Scotia |  |  | 4.2 | 4.2 | Hidroeléctrica | Hidroeléctrica | 0 | 0 | 0 | 0 | 4.2 | 0 | 0 | 0 | 0 | 0 | 0 | 0 | Nova Scotia Power | 201512
Canadá | Lafleche LFG | Moose Creek Energy LP | Moose Creek Energy LP | 45.3044 | -74.9928 | Moose Creek |  | Ontario |  |  | 4.2 | 4.2 | Biomasa | Biomasa | 0 | 0 | 0 | 0 | 0 | 0 | 0 | 0 | 0 | 0 | 4.2 | 0 | IESO FIT | 201509
Canadá | Marches-Naturelles | Société en Commandite Boralex Énergie/Boralex Inc. | Société en Commandite Boralex Énergie/Boralex Inc. | 46.8941 | -71.1587 | Québec |  | Quebec |  |  | 4.2 | 4.2 | Hidroeléctrica | Hidroeléctrica | 0 | 0 | 0 | 0 | 4.2 | 0 | 0 | 0 | 0 | 0 | 0 | 0 | MERN | 201606
Canadá | London Street | Peterborough Utilities Inc. | Peterborough Utilities Inc. | 44.3114 | -78.3143 | Peterborough |  | Ontario |  |  | 4.1 | 4.1 | Hidroeléctrica | Hidroeléctrica | 0 | 0 | 0 | 0 | 4.1 | 0 | 0 | 0 | 0 | 0 | 0 | 0 | IESO Electricity Contracts | 201606
Canadá | Site Nordique | Technocentre Eolien | Technocentre Eolien | 48.9869 | -64.4527 | Gaspé |  | Quebec |  |  | 4.1 | 4.1 | Eólica | Eólica | 0 | 0 | 0 | 0 | 0 | 0 | 0 | 0 | 4.1 | 0 | 0 | 0 | CanWEA | 201512
Canadá | Milltown |  | Nb Power Corporation | 45.1755 | -67.2929 | St Croix River |  | New Brunswick |  |  | 4 | 4 | Hidroeléctrica | Hidroeléctrica | 0 | 0 | 0 | 0 | 4 | 0 | 0 | 0 | 0 | 0 | 0 | 0 | Statistics Canada | 2000
Canadá | Barrachois |  |  | 46.1529 | -60.4071 |  |  | Nova Scotia |  |  | 4 | 4 | Eólica | Eólica | 0 | 0 | 0 | 0 | 0 | 0 | 0 | 0 | 4 | 0 | 0 | 0 | CanWEA | 201512
Canadá | Coniston |  | Ontario Power Generation Inc | 46.4746 | -80.8183 | Sudbury |  | Ontario |  |  | 4 | 4 | Hidroeléctrica | Hidroeléctrica | 0 | 0 | 0 | 0 | 4 | 0 | 0 | 0 | 0 | 0 | 0 | 0 | OPG | 201606
Canadá | Hagues Reach |  | Ontario Power Generation Inc | 44.2752 | -77.7954 | Harcourt |  | Ontario |  |  | 4 | 4 | Hidroeléctrica | Hidroeléctrica | 0 | 0 | 0 | 0 | 4 | 0 | 0 | 0 | 0 | 0 | 0 | 0 | OPG | 201606
Canadá | Hillside Boularderie |  | Hillside Boularderie Community Wind Farm | 46.2448 | -60.3488 |  |  | Nova Scotia |  |  | 4 | 4 | Eólica | Eólica | 0 | 0 | 0 | 0 | 0 | 0 | 0 | 0 | 4 | 0 | 0 | 0 | CanWEA | 201512
Canadá | Iona Island Wwtp LFG |  | Greater Vancouver Regional District | 49.2186 | -123.2015 | Richmond |  | British Columbia |  |  | 4 | 4 | Biomasa | Biomasa | 0 | 0 | 0 | 0 | 0 | 0 | 0 | 0 | 0 | 0 | 4 | 0 | CIEEDAC | 201512
Canadá | Lethbridge | ECB Enviro | ECB Enviro | 49.7094 | -112.7742 | Lethbridge |  | Alberta |  |  | 4 | 4 | Biomasa | Biomasa | 0 | 0 | 0 | 0 | 0 | 0 | 0 | 0 | 0 | 0 | 4 | 0 | Alberta Energy | 201606
Canadá | Mitis-2 | Hydro-Québec | Hydro-Québec | 48.6219 | -68.1378 | Mitis |  | Quebec |  |  | 4 | 4 | Hidroeléctrica | Hidroeléctrica | 0 | 0 | 0 | 0 | 4 | 0 | 0 | 0 | 0 | 0 | 0 | 0 | Hydro Québec | 201601
Canadá | Mother Earth I | Mere General Partner Inc. | Mere General Partner Inc. | 45.8185 | -82.1428 | M'chigeeng |  | Ontario |  |  | 4 | 4 | Eólica | Eólica | 0 | 0 | 0 | 0 | 0 | 0 | 0 | 0 | 4 | 0 | 0 | 0 | CanWEA | 201512
Canadá | New Chelsea |  | Newfoundland Light & Power Co Ltd. | 48.0292 | -53.2104 | New Chelsea Brook |  | Newfoundland and Labrador |  |  | 4 | 4 | Hidroeléctrica | Hidroeléctrica | 0 | 0 | 0 | 0 | 4 | 0 | 0 | 0 | 0 | 0 | 0 | 0 | Newfoundland Power | 201512
Canadá | Nine Mile River |  |  | 45.0471 | -63.6502 |  |  | Nova Scotia |  |  | 4 | 4 | Eólica | Eólica | 0 | 0 | 0 | 0 | 0 | 0 | 0 | 0 | 4 | 0 | 0 | 0 | CanWEA | 201512
Canadá | Rattle Brook |  | Algonquin Power Corporation | 49.8876 | -56.8359 | Rattlebrook River |  | Newfoundland and Labrador |  |  | 4 | 4 | Hidroeléctrica | Hidroeléctrica | 0 | 0 | 0 | 0 | 4 | 0 | 0 | 0 | 0 | 0 | 0 | 0 | Statistics Canada | 2000
Canadá | Ryerse | Sky Power Ltd. |  | 42.7841 | -80.2655 | Simcoe |  | Ontario |  |  | 4 | 4 | Solar | Solar | 0 | 0 | 0 | 0 | 0 | 0 | 0 | 4 | 0 | 0 | 0 | 0 | Sky Power | 201512
Canadá | Sidney |  | Ontario Power Generation Inc | 44.1315 | -77.5934 | Quinte West |  | Ontario |  |  | 4 | 4 | Hidroeléctrica | Hidroeléctrica | 0 | 0 | 0 | 0 | 4 | 0 | 0 | 0 | 0 | 0 | 0 | 0 | OPG | 201606
Canadá | Spillimacheen | BC Hydro | BC Hydro | 50.9034 | -116.4089 | Spillimacheen River |  | British Columbia |  |  | 4 | 4 | Hidroeléctrica | Hidroeléctrica | 0 | 0 | 0 | 0 | 4 | 0 | 0 | 0 | 0 | 0 | 0 | 0 | BC Hydro | 201606
Canadá | Truro Heights | Truro Heights Community Wind Inc. | Truro Heights Community Wind Inc. | 45.3181 | -63.3411 |  |  | Nova Scotia |  |  | 4 | 4 | Eólica | Eólica | 0 | 0 | 0 | 0 | 0 | 0 | 0 | 0 | 4 | 0 | 0 | 0 | CanWEA | 201512
Canadá | Whynotts |  | Whynotts Community Wind Inc | 44.4078 | -64.4662 |  |  | Nova Scotia |  |  | 4 | 4 | Eólica | Eólica | 0 | 0 | 0 | 0 | 0 | 0 | 0 | 0 | 4 | 0 | 0 | 0 | CanWEA | 201512
Canadá | Lachenaie LFG |  | Bfi Canada Inc | 45.7326 | -73.5346 | Lachenaie |  | Quebec | J6V 1A3 | 3779 Chemin des Quarante-Arpents | 3.9 | 3.9 | Biomasa | Biomasa | 0 | 0 | 0 | 0 | 0 | 0 | 0 | 0 | 0 | 0 | 3.9 | 0 | MERN | 201512
Canadá | Lower Great Brook |  | Nova Scotia Power Inc | 44.09 | -64.848 | Mersey River |  | Nova Scotia |  |  | 3.9 | 3.9 | Hidroeléctrica | Hidroeléctrica | 0 | 0 | 0 | 0 | 3.9 | 0 | 0 | 0 | 0 | 0 | 0 | 0 | Statistics Canada | 2000
Canadá | Stanley Adamson Powerhouse |  | Trent University | 44.3522 | -78.2948 |  |  | Ontario |  |  | 3.9 | 3.9 | Hidroeléctrica | Hidroeléctrica | 0 | 0 | 0 | 0 | 3.9 | 0 | 0 | 0 | 0 | 0 | 0 | 0 |  | 201512
Canadá | Waterton | Vision Quest (TransAlta) | Vision Quest (TransAlta) | 49.1897 | -113.6806 | Cardston County |  | Alberta |  |  | 3.9 | 3.9 | Eólica | Eólica | 0 | 0 | 0 | 0 | 0 | 0 | 0 | 0 | 3.9 | 0 | 0 | 0 | CanWEA | 201512
Canadá | Mears Creek | Synex |  | 49.872 | -126.2136 |  |  | British Columbia |  |  | 3.8 | 3.8 | Hidroeléctrica | Hidroeléctrica | 0 | 0 | 0 | 0 | 3.8 | 0 | 0 | 0 | 0 | 0 | 0 | 0 | Synex | 201512
Canadá | Rimouski (La Pulpe) | Fiducie Boralex Énergie/Boralex Inc. | Fiducie Boralex Énergie/Boralex Inc. | 48.4112 | -68.5532 | Sainte Odile sur Rimouski |  | Quebec |  |  | 3.7 | 3.7 | Hidroeléctrica | Hidroeléctrica | 0 | 0 | 0 | 0 | 3.7 | 0 | 0 | 0 | 0 | 0 | 0 | 0 | MERN | 201606
Canadá | Seal Cove |  | Newfoundland Light & Power Co Ltd. | 47.4574 | -53.0678 | Seal Cove Brook |  | Newfoundland and Labrador |  |  | 3.7 | 3.7 | Hidroeléctrica | Hidroeléctrica | 0 | 0 | 0 | 0 | 3.7 | 0 | 0 | 0 | 0 | 0 | 0 | 0 | Newfoundland Power | 201512
Canadá | Higgins Mountain |  | Confederation Power | 45.5892 | -63.614 | Higgins Mountain Riverhurst |  | Nova Scotia |  |  | 3.6 | 3.6 | Eólica | Eólica | 0 | 0 | 0 | 0 | 0 | 0 | 0 | 0 | 3.6 | 0 | 0 | 0 | CanWEA | 201512
Canadá | Minden | Orillia Power Generation Corporation | Orillia Power Generation Corporation | 44.941 | -78.7083 | Minden |  | Ontario |  |  | 3.6 | 3.6 | Hidroeléctrica | Hidroeléctrica | 0 | 0 | 0 | 0 | 3.6 | 0 | 0 | 0 | 0 | 0 | 0 | 0 | IESO Electricity Contracts | 201606
Canadá | Old Man River |  |  | 49.5777 | -113.8702 | Old Man River |  | Alberta |  |  | 3.6 | 3.6 | Eólica | Eólica | 0 | 0 | 0 | 0 | 0 | 0 | 0 | 0 | 3.6 | 0 | 0 | 0 | CanWEA | 201512
Canadá | Sandy Lake |  | Nova Scotia Power Inc | 44.7116 | -63.896 | Indian River |  | Nova Scotia |  |  | 3.6 | 3.6 | Hidroeléctrica | Hidroeléctrica | 0 | 0 | 0 | 0 | 3.6 | 0 | 0 | 0 | 0 | 0 | 0 | 0 | Statistics Canada | 2000
Canadá | Avon 2 |  |  | 44.8732 | -64.2288 | Avon River |  | Nova Scotia |  |  | 3.5 | 3.5 | Hidroeléctrica | Hidroeléctrica | 0 | 0 | 0 | 0 | 3.5 | 0 | 0 | 0 | 0 | 0 | 0 | 0 | Statistics Canada | 2000
Canadá | Gisborne |  | Nova Scotia Power Inc | 46.5677 | -60.5252 | McLeods Brook |  | Nova Scotia |  |  | 3.5 | 3.5 | Hidroeléctrica | Hidroeléctrica | 0 | 0 | 0 | 0 | 3.5 | 0 | 0 | 0 | 0 | 0 | 0 | 0 | Statistics Canada | 2000
Canadá | Midhurst 2 | Met Fiera Solar Midhurst 2 L.P. | Met Fiera Solar Midhurst 2 L.P. | 44.5392 | -79.765 | Springwater |  | Ontario |  |  | 3.5 | 3.5 | Solar | Solar | 0 | 0 | 0 | 0 | 0 | 0 | 0 | 3.5 | 0 | 0 | 0 | 0 | IESO FIT | 201509
Canadá | Midhurst 3 | Met Fiera Solar Midhurst 3 L.P. | Met Fiera Solar Midhurst 3 L.P. | 44.4724 | -79.5693 | Oro Station |  | Ontario |  |  | 3.5 | 3.5 | Solar | Solar | 0 | 0 | 0 | 0 | 0 | 0 | 0 | 3.5 | 0 | 0 | 0 | 0 | IESO FIT | 201509
Canadá | Ridge |  | Nova Scotia Power Inc | 44.5538 | -65.583 | Bear River |  | Nova Scotia |  |  | 3.5 | 3.5 | Hidroeléctrica | Hidroeléctrica | 0 | 0 | 0 | 0 | 3.5 | 0 | 0 | 0 | 0 | 0 | 0 | 0 | Statistics Canada | 2000
Canadá | Saint-Raphaël | Algonquin Power | Algonquin Power | 46.7982 | -70.7366 | Riviere Sainte Anne de la Perade |  | Quebec |  |  | 3.5 | 3.5 | Hidroeléctrica | Hidroeléctrica | 0 | 0 | 0 | 0 | 3.5 | 0 | 0 | 0 | 0 | 0 | 0 | 0 | Algonquin Power | 201606
Canadá | Waubaushene 5 | Aurora Waubaushene 5 Limited Partnership | Aurora Waubaushene 5 Limited Partnership | 44.7706 | -79.6018 | Coldwater |  | Ontario |  |  | 3.5 | 3.5 | Solar | Solar | 0 | 0 | 0 | 0 | 0 | 0 | 0 | 3.5 | 0 | 0 | 0 | 0 | IESO FIT | 201509
Canadá | Annacis Island LFG |  | British Columbia | 49.1668 | -122.9497 | Delta |  | British Columbia |  |  | 3.4 | 3.4 | Biomasa | Biomasa | 0 | 0 | 0 | 0 | 0 | 0 | 0 | 0 | 0 | 0 | 3.4 | 0 | CIEEDAC | 201512
Canadá | Wabageshik |  | Inco Ltd. | 46.3163 | -81.5207 | Worthington |  | Ontario |  |  | 3.4 | 3.4 | Hidroeléctrica | Hidroeléctrica | 0 | 0 | 0 | 0 | 3.4 | 0 | 0 | 0 | 0 | 0 | 0 | 0 |  | 201512
Canadá | Barrington (Watts Wind II) |  |  | 43.5196 | -65.6624 |  |  | Nova Scotia |  |  | 3.2 | 3.2 | Eólica | Eólica | 0 | 0 | 0 | 0 | 0 | 0 | 0 | 0 | 3.2 | 0 | 0 | 0 | CanWEA | 201512
Canadá | Greenfield |  |  | 45.3467 | -63.139 |  |  | Nova Scotia |  |  | 3.2 | 3.2 | Eólica | Eólica | 0 | 0 | 0 | 0 | 0 | 0 | 0 | 0 | 3.2 | 0 | 0 | 0 | CanWEA | 201512
Canadá | Pierres Brook |  | Newfoundland Light & Power Co Ltd. | 47.2884 | -52.821 | Pierres Brook |  | Newfoundland and Labrador |  |  | 3.2 | 3.2 | Hidroeléctrica | Hidroeléctrica | 0 | 0 | 0 | 0 | 3.2 | 0 | 0 | 0 | 0 | 0 | 0 | 0 | Newfoundland Power | 201512
Canadá | Rocky Pond |  | Newfoundland Light & Power Co Ltd. | 47.2104 | -52.895 | Lamanche Canal |  | Newfoundland and Labrador |  |  | 3.2 | 3.2 | Hidroeléctrica | Hidroeléctrica | 0 | 0 | 0 | 0 | 3.2 | 0 | 0 | 0 | 0 | 0 | 0 | 0 | Newfoundland Power | 201512
Canadá | Tennant Lake |  | Boliden Westmin Ltd. | 49.5674 | -125.6215 | Tennant Lake |  | British Columbia |  |  | 3.1 | 3.1 | Hidroeléctrica | Hidroeléctrica | 0 | 0 | 0 | 0 | 3.1 | 0 | 0 | 0 | 0 | 0 | 0 | 0 | Statistics Canada | 2000
Canadá | Aeolus | PEI Energy Corporation | PEI Energy Corporation | 47.0368 | -64.0051 | Norway |  | Prince Edward Island |  |  | 3 | 3 | Eólica | Eólica | 0 | 0 | 0 | 0 | 0 | 0 | 0 | 0 | 3 | 0 | 0 | 0 | CanWEA | 201512
Canadá | Belly River | TransAlta | TransAlta | 49.315 | -113.5743 | Glenwood |  | Alberta |  |  | 3 | 3 | Hidroeléctrica | Hidroeléctrica | 0 | 0 | 0 | 0 | 3 | 0 | 0 | 0 | 0 | 0 | 0 | 0 | TransAlta | 201512
Canadá | Dease Lake | Regional Power Inc. |  | 58.3226 | -130.1829 | Dease Lake |  | British Columbia |  |  | 3 | 3 | Hidroeléctrica | Hidroeléctrica | 0 | 0 | 0 | 0 | 3 | 0 | 0 | 0 | 0 | 0 | 0 | 0 | Regional Power | 201512
Canadá | Frankford |  | Ontario Power Generation Inc | 44.1865 | -77.5945 | Quinte West |  | Ontario |  |  | 3 | 3 | Hidroeléctrica | Hidroeléctrica | 0 | 0 | 0 | 0 | 3 | 0 | 0 | 0 | 0 | 0 | 0 | 0 | OPG | 201606
Canadá | Haute-Yamaska-Rolland Thibault |  | Terreau Biogaz | 45.4634 | -72.7809 | Sainte Cecile de Milton |  | Quebec |  |  | 3 | 3 | Biomasa | Biomasa | 0 | 0 | 0 | 0 | 0 | 0 | 0 | 0 | 0 | 0 | 3 | 0 | MERN | 201512
Canadá | High Falls (OPG) |  | Ontario Power Generation Inc | 44.9538 | -76.6087 | McDonalds Corners |  | Ontario |  |  | 3 | 3 | Hidroeléctrica | Hidroeléctrica | 0 | 0 | 0 | 0 | 3 | 0 | 0 | 0 | 0 | 0 | 0 | 0 | OPG | 201606
Canadá | Indian Chute |  | Ontario Power Generation Inc | 47.84 | -80.4486 | Matachewan |  | Ontario |  |  | 3 | 3 | Hidroeléctrica | Hidroeléctrica | 0 | 0 | 0 | 0 | 3 | 0 | 0 | 0 | 0 | 0 | 0 | 0 | OPG | 201606
Canadá | Lockston |  | Newfoundland Light & Power Co Ltd. | 48.4008 | -53.3786 | Lawn River |  | Newfoundland and Labrador |  |  | 3 | 3 | Hidroeléctrica | Hidroeléctrica | 0 | 0 | 0 | 0 | 3 | 0 | 0 | 0 | 0 | 0 | 0 | 0 | Newfoundland Power | 201512
Canadá | Lower St Croix |  | Minas Basin Pulp and Paper Co Ltd. | 44.9613 | -64.0331 | St Croix River |  | Nova Scotia |  |  | 3 | 3 | Hidroeléctrica | Hidroeléctrica | 0 | 0 | 0 | 0 | 3 | 0 | 0 | 0 | 0 | 0 | 0 | 0 | Statistics Canada | 2000
Canadá | MacLeod Flats | Vision Quest (TransAlta) | Vision Quest (TransAlta) | 49.6868 | -113.4752 | Fort MacLeod |  | Alberta |  |  | 3 | 3 | Eólica | Eólica | 0 | 0 | 0 | 0 | 0 | 0 | 0 | 0 | 3 | 0 | 0 | 0 | CanWEA | 201512
Canadá | Malay Falls |  | Nova Scotia Power Inc | 44.9877 | -62.4841 | East River |  | Nova Scotia |  |  | 3 | 3 | Hidroeléctrica | Hidroeléctrica | 0 | 0 | 0 | 0 | 3 | 0 | 0 | 0 | 0 | 0 | 0 | 0 | Statistics Canada | 2000
Canadá | McVittie |  | Ontario Power Generation Inc | 46.2846 | -80.8484 | McVitties |  | Ontario |  |  | 3 | 3 | Hidroeléctrica | Hidroeléctrica | 0 | 0 | 0 | 0 | 3 | 0 | 0 | 0 | 0 | 0 | 0 | 0 | OPG | 201606
Canadá | Methals |  | Nova Scotia Power Inc | 44.9397 | -64.4315 | Gasperaux Lake |  | Nova Scotia |  |  | 3 | 3 | Hidroeléctrica | Hidroeléctrica | 0 | 0 | 0 | 0 | 3 | 0 | 0 | 0 | 0 | 0 | 0 | 0 | Statistics Canada | 2000
Canadá | Raglan Mine | Glencore | Glencore | 61.7028 | -73.6762 | Raglan |  | Quebec |  |  | 3 | 3 | Eólica | Eólica | 0 | 0 | 0 | 0 | 0 | 0 | 0 | 0 | 3 | 0 | 0 | 0 | CanWEA | 201512
Canadá | Three Sisters | TransAlta | TransAlta | 50.9985 | -115.3746 | Canmore |  | Alberta |  |  | 3 | 3 | Hidroeléctrica | Hidroeléctrica | 0 | 0 | 0 | 0 | 3 | 0 | 0 | 0 | 0 | 0 | 0 | 0 | TransAlta | 201512
Canadá | Waterton | TransAlta | TransAlta | 49.3291 | -113.6732 | Glenwood |  | Alberta |  |  | 3 | 3 | Hidroeléctrica | Hidroeléctrica | 0 | 0 | 0 | 0 | 3 | 0 | 0 | 0 | 0 | 0 | 0 | 0 | TransAlta | 201512
Canadá | West Lorne Biooil Cogeneration |  |  | 42.6039 | -81.6116 | West Lorne |  | Ontario |  |  | 3 | 3 | Biomasa | Biomasa | 0 | 0 | 0 | 0 | 0 | 0 | 0 | 0 | 0 | 0 | 3 | 0 | CIEEDAC | 201512
Canadá | Fraser | Hydro-Fraser Inc. | Hydro-Fraser Inc. | 47.841 | -69.5317 | Riviere du loup |  | Quebec |  |  | 2.9 | 2.9 | Hidroeléctrica | Hidroeléctrica | 0 | 0 | 0 | 0 | 2.9 | 0 | 0 | 0 | 0 | 0 | 0 | 0 | MERN | 201606
Canadá | Green River |  | City of Edmundston | 47.4684 | -68.2354 | Green River |  | New Brunswick |  |  | 2.9 | 2.9 | Hidroeléctrica | Hidroeléctrica | 0 | 0 | 0 | 0 | 2.9 | 0 | 0 | 0 | 0 | 0 | 0 | 0 | Statistics Canada | 2000
Canadá | Rock Forest | Ville de Sherbrooke | Ville de Sherbrooke | 45.3418 | -71.9935 | Sherbrooke |  | Quebec |  |  | 2.9 | 2.9 | Hidroeléctrica | Hidroeléctrica | 0 | 0 | 0 | 0 | 2.9 | 0 | 0 | 0 | 0 | 0 | 0 | 0 | MERN | 201606
Canadá | White Rock |  | Nova Scotia Power Inc | 45.0623 | -64.3807 | Gasperaux River |  | Nova Scotia |  |  | 2.9 | 2.9 | Hidroeléctrica | Hidroeléctrica | 0 | 0 | 0 | 0 | 2.9 | 0 | 0 | 0 | 0 | 0 | 0 | 0 | Statistics Canada | 2000
Canadá | Wilson's Falls | Bracebridge Generation Ltd. | Bracebridge Generation Ltd. | 45.0624 | -79.3106 | Bracebridge |  | Ontario |  |  | 2.9 | 2.9 | Hidroeléctrica | Hidroeléctrica | 0 | 0 | 0 | 0 | 2.9 | 0 | 0 | 0 | 0 | 0 | 0 | 0 | IESO Electricity Contracts | 201606
Canadá | Matthias | Orillia Power Generation Corporation | Orillia Power Generation Corporation | 44.9934 | -79.2019 | Bracebridge |  | Ontario |  |  | 2.8 | 2.8 | Hidroeléctrica | Hidroeléctrica | 0 | 0 | 0 | 0 | 2.8 | 0 | 0 | 0 | 0 | 0 | 0 | 0 | IESO Electricity Contracts | 201606
Canadá | Cypress Creek | Synex |  | 49.8427 | -126.1277 |  |  | British Columbia |  |  | 2.8 | 2.8 | Hidroeléctrica | Hidroeléctrica | 0 | 0 | 0 | 0 | 2.8 | 0 | 0 | 0 | 0 | 0 | 0 | 0 | Synex | 201512
Canadá | Lumsden |  | Nova Scotia Power Inc | 45.0275 | -64.3967 | Black River |  | Nova Scotia |  |  | 2.8 | 2.8 | Hidroeléctrica | Hidroeléctrica | 0 | 0 | 0 | 0 | 2.8 | 0 | 0 | 0 | 0 | 0 | 0 | 0 | Statistics Canada | 2000
Canadá | Kapuskasing |  | Spruce Falls Inc | 49.4131 | -82.4299 | Val Rita |  | Ontario |  |  | 2.8 | 2.8 | Hidroeléctrica | Hidroeléctrica | 0 | 0 | 0 | 0 | 2.8 | 0 | 0 | 0 | 0 | 0 | 0 | 0 | Statistics Canada | 2000
Canadá | Daniel-Larocque (Mont-Laurier) | Algonquin Power | Algonquin Power | 46.5547 | -75.4999 | Mont Laurier |  | Quebec |  |  | 2.7 | 2.7 | Hidroeléctrica | Hidroeléctrica | 0 | 0 | 0 | 0 | 2.7 | 0 | 0 | 0 | 0 | 0 | 0 | 0 | Algonquin Power | 201606
Canadá | Tusket |  | Nova Scotia Power Inc | 43.8821 | -65.9778 | Tusket River |  | Nova Scotia |  |  | 2.7 | 2.7 | Hidroeléctrica | Hidroeléctrica | 0 | 0 | 0 | 0 | 2.7 | 0 | 0 | 0 | 0 | 0 | 0 | 0 | Statistics Canada | 2000
Canadá | Bracebridge Falls | Bracebridge Generation Ltd. | Bracebridge Generation Ltd. | 45.0401 | -79.3074 | Bracebridge |  | Ontario |  |  | 2.6 | 2.6 | Hidroeléctrica | Hidroeléctrica | 0 | 0 | 0 | 0 | 2.6 | 0 | 0 | 0 | 0 | 0 | 0 | 0 | IESO Electricity Contracts | 201606
Canadá | Dickie Brook |  | Nova Scotia Power Inc | 45.3492 | -61.5032 | Dickie Brook |  | Nova Scotia |  |  | 2.6 | 2.6 | Hidroeléctrica | Hidroeléctrica | 0 | 0 | 0 | 0 | 2.6 | 0 | 0 | 0 | 0 | 0 | 0 | 0 | Statistics Canada | 2000
Canadá | Fenelon Falls |  | Consolidated Hydro Ltd. | 44.5356 | -78.7373 | Kawartha Lakes |  | Ontario |  |  | 2.6 | 2.6 | Hidroeléctrica | Hidroeléctrica | 0 | 0 | 0 | 0 | 2.6 | 0 | 0 | 0 | 0 | 0 | 0 | 0 | Statistics Canada | 2000
Canadá | Rivière-du-Loup | Algonquin Power | Algonquin Power | 47.8305 | -69.53 | Riviere du loup |  | Quebec |  |  | 2.6 | 2.6 | Hidroeléctrica | Hidroeléctrica | 0 | 0 | 0 | 0 | 2.6 | 0 | 0 | 0 | 0 | 0 | 0 | 0 | Algonquin Power | 201606
Canadá | Woodfibre | Neucel Specialty Cellulose Ltd. | Western Pulp Ltd. | 49.6761 | -123.2614 | Henrietta Lake |  | British Columbia |  |  | 2.6 | 2.6 | Hidroeléctrica | Hidroeléctrica | 0 | 0 | 0 | 0 | 2.6 | 0 | 0 | 0 | 0 | 0 | 0 | 0 | Statistics Canada | 2000
Canadá | Rawdon | Algonquin Power | Algonquin Power | 46.0458 | -73.7294 | Rawdon |  | Quebec |  |  | 2.5 | 2.5 | Hidroeléctrica | Hidroeléctrica | 0 | 0 | 0 | 0 | 2.5 | 0 | 0 | 0 | 0 | 0 | 0 | 0 | Algonquin Power | 201606
Canadá | Hearts Content |  | Newfoundland Light & Power Co Ltd. | 47.8628 | -53.3758 | Southern Cove Brook |  | Newfoundland and Labrador |  |  | 2.4 | 2.4 | Hidroeléctrica | Hidroeléctrica | 0 | 0 | 0 | 0 | 2.4 | 0 | 0 | 0 | 0 | 0 | 0 | 0 | Newfoundland Power | 201512
Canadá | Jones Falls |  | Granite Power Generation Corporation | 44.5476 | -76.2367 | Elgin |  | Ontario |  |  | 2.4 | 2.4 | Hidroeléctrica | Hidroeléctrica | 0 | 0 | 0 | 0 | 2.4 | 0 | 0 | 0 | 0 | 0 | 0 | 0 |  | 201512
Canadá | Robert O. Pickard |  | The City of Ottawa | 45.4625 | -75.5875 | Ottawa |  | Ontario |  | 800 Green Creek Dr. | 2.4 | 2.4 | Biomasa | Biomasa | 0 | 0 | 0 | 0 | 0 | 0 | 0 | 0 | 0 | 0 | 2.4 | 0 | Canadian Bioenergy Association | 201512
Canadá | Gaetz Brook |  |  | 44.7588 | -63.2043 |  |  | Nova Scotia |  |  | 2.3 | 2.3 | Eólica | Eólica | 0 | 0 | 0 | 0 | 0 | 0 | 0 | 0 | 2.3 | 0 | 0 | 0 | CanWEA | 201512
Canadá | Mulgrave |  | Black River Wind Ltd. | 45.6207 | -61.4343 | Mulgrave |  | Nova Scotia |  |  | 2.3 | 2.3 | Eólica | Eólica | 0 | 0 | 0 | 0 | 0 | 0 | 0 | 0 | 2.3 | 0 | 0 | 0 | CanWEA | 201512
Canadá | Scarfe Lake | 1149377 Ontario Limited | 1149377 Ontario Limited | 46.2659 | -83.0127 | Township Of Cobden - Blind River |  | Ontario |  |  | 2.3 | 2.3 | Hidroeléctrica | Hidroeléctrica | 0 | 0 | 0 | 0 | 2.3 | 0 | 0 | 0 | 0 | 0 | 0 | 0 | IESO Electricity Contracts | 201606
Canadá | Topsail |  | Newfoundland Light & Power Co Ltd. | 47.5395 | -52.9191 | Topsail Brook |  | Newfoundland and Labrador |  |  | 2.3 | 2.3 | Hidroeléctrica | Hidroeléctrica | 0 | 0 | 0 | 0 | 2.3 | 0 | 0 | 0 | 0 | 0 | 0 | 0 | Newfoundland Power | 201512
Canadá | East Angus | Forces Motrices Saint-François Inc./Boralex Inc. | Forces Motrices Saint-François Inc./Boralex Inc. | 45.4827 | -71.6623 | Westbury |  | Quebec |  |  | 2.3 | 2.3 | Hidroeléctrica | Hidroeléctrica | 0 | 0 | 0 | 0 | 2.3 | 0 | 0 | 0 | 0 | 0 | 0 | 0 | MERN | 201606
Canadá | T.-D.-Bouchard | Algonquin Power | Algonquin Power | 45.6219 | -72.9498 | St Hyacinthe |  | Quebec |  |  | 2.3 | 2.3 | Hidroeléctrica | Hidroeléctrica | 0 | 0 | 0 | 0 | 2.3 | 0 | 0 | 0 | 0 | 0 | 0 | 0 | Algonquin Power | 201606
Canadá | Belleterre | Algonquin Power | Algonquin Power | 47.5739 | -78.5576 |  |  | Quebec |  |  | 2.2 | 2.2 | Hidroeléctrica | Hidroeléctrica | 0 | 0 | 0 | 0 | 2.2 | 0 | 0 | 0 | 0 | 0 | 0 | 0 | Algonquin Power | 201606
Canadá | Fourth Lake |  | Nova Scotia Power Inc | 44.3696 | -65.7193 | Sissiboo River |  | Nova Scotia |  |  | 2.2 | 2.2 | Hidroeléctrica | Hidroeléctrica | 0 | 0 | 0 | 0 | 2.2 | 0 | 0 | 0 | 0 | 0 | 0 | 0 | Statistics Canada | 2000
Canadá | Mill Lake |  | Nova Scotia Power Inc | 44.7116 | -63.8962 | North East River |  | Nova Scotia |  |  | 2.2 | 2.2 | Hidroeléctrica | Hidroeléctrica | 0 | 0 | 0 | 0 | 2.2 | 0 | 0 | 0 | 0 | 0 | 0 | 0 | Statistics Canada | 2000
Canadá | Frontenac | Ville de Sherbrooke | Ville de Sherbrooke | 45.4023 | -71.8984 | Sherbrooke |  | Quebec |  |  | 2.2 | 2.2 | Hidroeléctrica | Hidroeléctrica | 0 | 0 | 0 | 0 | 2.2 | 0 | 0 | 0 | 0 | 0 | 0 | 0 | MERN | 201606
Canadá | Atlin Hydro | Xeitl Ltd Partnership | Xeitl Ltd Partnership | 59.5825 | -133.6448 | Atlin |  | British Columbia |  |  | 2.1 | 2.1 | Hidroeléctrica | Hidroeléctrica | 0 | 0 | 0 | 0 | 2.1 | 0 | 0 | 0 | 0 | 0 | 0 | 0 | AtlinHydro | 201512
Canadá | Abénaquis | Ville de Sherbrooke | Ville de Sherbrooke | 45.4052 | -71.8932 | Sherbrooke |  | Quebec |  |  | 2.1 | 2.1 | Hidroeléctrica | Hidroeléctrica | 0 | 0 | 0 | 0 | 2.1 | 0 | 0 | 0 | 0 | 0 | 0 | 0 | MERN | 201606
Canadá | Montmagny | Innergex Montmagny, Sec | Innergex Montmagny, Sec | 46.9872 | -70.5492 | Montmagny |  | Quebec |  |  | 2.1 | 2.1 | Hidroeléctrica | Hidroeléctrica | 0 | 0 | 0 | 0 | 2.1 | 0 | 0 | 0 | 0 | 0 | 0 | 0 | MERN | 201606
Canadá | Pentecôte | Pouvoir Riverin Inc. (Société en Commandite) | Pouvoir Riverin Inc. (Société en Commandite) | 49.7858 | -67.157 | Port Cartier |  | Quebec |  |  | 2 | 2 | Hidroeléctrica | Hidroeléctrica | 0 | 0 | 0 | 0 | 2 | 0 | 0 | 0 | 0 | 0 | 0 | 0 | MERN | 201606
Canadá | Auburn |  | Ontario Power Generation Inc | 44.3235 | -78.314 | Peterborough |  | Ontario |  |  | 2 | 2 | Hidroeléctrica | Hidroeléctrica | 0 | 0 | 0 | 0 | 2 | 0 | 0 | 0 | 0 | 0 | 0 | 0 | OPG | 201606
Canadá | Bassano |  | Skyfireenergy | 50.7807 | -112.46 | Bassano |  | Alberta |  |  | 2 | 2 | Solar | Solar | 0 | 0 | 0 | 0 | 0 | 0 | 0 | 2 | 0 | 0 | 0 | 0 | SkyFire Energy | 201512
Canadá | Black Pond |  |  | 43.7516 | -66.0204 |  |  | Nova Scotia |  |  | 2 | 2 | Eólica | Eólica | 0 | 0 | 0 | 0 | 0 | 0 | 0 | 0 | 2 | 0 | 0 | 0 | CanWEA | 201512
Canadá | Campbellford | Campbellford-Seymour Electric Generation Inc. | Campbellford-Seymour Electric Generation Inc. | 44.3351 | -77.7725 | Campbellford |  | Ontario |  |  | 2 | 2 | Hidroeléctrica | Hidroeléctrica | 0 | 0 | 0 | 0 | 2 | 0 | 0 | 0 | 0 | 0 | 0 | 0 | IESO Electricity Contracts | 201606
Canadá | Clayton Falls | BC Hydro | BC Hydro | 52.3701 | -126.8139 | Bella Coola |  | British Columbia |  |  | 2 | 2 | Hidroeléctrica | Hidroeléctrica | 0 | 0 | 0 | 0 | 2 | 0 | 0 | 0 | 0 | 0 | 0 | 0 | BC Hydro | 201512
Canadá | Creignishrear |  | Black River Wind Ltd. | 45.7262 | -61.4167 |  |  | Nova Scotia |  |  | 2 | 2 | Eólica | Eólica | 0 | 0 | 0 | 0 | 0 | 0 | 0 | 0 | 2 | 0 | 0 | 0 | CanWEA | 201512
Canadá | Crowe Bay |  | Town of Campbellford | 44.3353 | -77.7723 | Campbellford |  | Ontario |  |  | 2 | 2 | Hidroeléctrica | Hidroeléctrica | 0 | 0 | 0 | 0 | 2 | 0 | 0 | 0 | 0 | 0 | 0 | 0 | Statistics Canada | 2000
Canadá | East Twin |  | Brookfield Renewable Energy Partners | 53.4581 | -120.3834 |  |  | British Columbia |  |  | 2 | 2 | Hidroeléctrica | Hidroeléctrica | 0 | 0 | 0 | 0 | 2 | 0 | 0 | 0 | 0 | 0 | 0 | 0 | Brookfield Renewable | 201512
Canadá | Edmundston |  | Fraser Papers Inc (Canada) / Papiers Fraser Inc (Canada) | 47.3626 | -68.3236 | Madawaska River |  | New Brunswick |  |  | 2 | 2 | Hidroeléctrica | Hidroeléctrica | 0 | 0 | 0 | 0 | 2 | 0 | 0 | 0 | 0 | 0 | 0 | 0 | Statistics Canada | 2000
Canadá | Elliot Chute |  | Ontario Power Generation Inc | 46.0602 | -79.3894 | South River |  | Ontario |  |  | 2 | 2 | Hidroeléctrica | Hidroeléctrica | 0 | 0 | 0 | 0 | 2 | 0 | 0 | 0 | 0 | 0 | 0 | 0 | OPG | 201606
Canadá | Green Acres | Private |  | 50.9061 | -112.708 | Bassano |  | Alberta |  |  | 2 | 2 | Solar | Solar | 0 | 0 | 0 | 0 | 0 | 0 | 0 | 2 | 0 | 0 | 0 | 0 | greenenergyfutures.ca | 201601
Canadá | Hwy 101 Landfill |  | Highland Energy Inc | 44.8112 | -63.7758 | Sackville |  | Nova Scotia |  |  | 2 | 2 | Biomasa | Biomasa | 0 | 0 | 0 | 0 | 0 | 0 | 0 | 0 | 0 | 0 | 2 | 0 | Highland-energy | 201512
Canadá | Irish Mountain |  | Black River Wind Ltd. | 45.4933 | -62.6245 |  |  | Nova Scotia |  |  | 2 | 2 | Eólica | Eólica | 0 | 0 | 0 | 0 | 0 | 0 | 0 | 0 | 2 | 0 | 0 | 0 | CanWEA | 201512
Canadá | Isle Madame |  |  | 45.569 | -61.0745 |  |  | Nova Scotia |  |  | 2 | 2 | Eólica | Eólica | 0 | 0 | 0 | 0 | 0 | 0 | 0 | 0 | 2 | 0 | 0 | 0 | CanWEA | 201512
Canadá | Kaizer Meadow |  |  | 44.7278 | -64.2544 |  |  | Nova Scotia |  |  | 2 | 2 | Eólica | Eólica | 0 | 0 | 0 | 0 | 0 | 0 | 0 | 0 | 2 | 0 | 0 | 0 | CanWEA | 201512
Canadá | Lakefield |  | Ontario Power Generation Inc | 44.421 | -78.2722 | Peterborough |  | Ontario |  |  | 2 | 2 | Hidroeléctrica | Hidroeléctrica | 0 | 0 | 0 | 0 | 2 | 0 | 0 | 0 | 0 | 0 | 0 | 0 | OPG | 201606
Canadá | Little River Harbour |  |  | 43.7532 | -66.0303 |  |  | Nova Scotia |  |  | 2 | 2 | Eólica | Eólica | 0 | 0 | 0 | 0 | 0 | 0 | 0 | 0 | 2 | 0 | 0 | 0 | CanWEA | 201512
Canadá | Merrickville |  | Ontario Power Generation Inc | 44.9178 | -75.8373 | Merrickville |  | Ontario |  |  | 2 | 2 | Hidroeléctrica | Hidroeléctrica | 0 | 0 | 0 | 0 | 2 | 0 | 0 | 0 | 0 | 0 | 0 | 0 | OPG | 201606
Canadá | Nipissing |  | Ontario Power Generation Inc | 46.0967 | -79.4796 | South River |  | Ontario |  |  | 2 | 2 | Hidroeléctrica | Hidroeléctrica | 0 | 0 | 0 | 0 | 2 | 0 | 0 | 0 | 0 | 0 | 0 | 0 | OPG | 201606
Canadá | Parker Mountain |  | Scotia Windfields Inc | 44.786 | -65.4905 |  |  | Nova Scotia |  |  | 2 | 2 | Eólica | Eólica | 0 | 0 | 0 | 0 | 0 | 0 | 0 | 0 | 2 | 0 | 0 | 0 | CanWEA | 201512
Canadá | Rideau Falls | Fortis Properties Corporation | Fortis Properties Corporation | 45.4422 | -75.6959 | Ottawa |  | Ontario |  |  | 2 | 2 | Hidroeléctrica | Hidroeléctrica | 0 | 0 | 0 | 0 | 2 | 0 | 0 | 0 | 0 | 0 | 0 | 0 | IESO Electricity Contracts | 201606
Canadá | Roseway | Emera Inc. |  | 43.7836 | -65.3438 |  |  | Nova Scotia |  |  | 2 | 2 | Hidroeléctrica | Hidroeléctrica | 0 | 0 | 0 | 0 | 2 | 0 | 0 | 0 | 0 | 0 | 0 | 0 |  | 201601
Canadá | Saint Rose |  |  | 46.3307 | -61.1768 |  |  | Nova Scotia |  |  | 2 | 2 | Eólica | Eólica | 0 | 0 | 0 | 0 | 0 | 0 | 0 | 0 | 2 | 0 | 0 | 0 | CanWEA | 201512
Canadá | Sills Island |  | Ontario Power Generation Inc | 44.21 | -77.5975 | Quinte West |  | Ontario |  |  | 2 | 2 | Hidroeléctrica | Hidroeléctrica | 0 | 0 | 0 | 0 | 2 | 0 | 0 | 0 | 0 | 0 | 0 | 0 | OPG | 201606
Canadá | South Cape Mabou |  | Black River Wind Ltd. | 46.1508 | -61.3816 | Mabou |  | Nova Scotia |  |  | 2 | 2 | Eólica | Eólica | 0 | 0 | 0 | 0 | 0 | 0 | 0 | 0 | 2 | 0 | 0 | 0 | CanWEA | 201512
Canadá | Trethewey Falls |  | Ontario Power Generation Inc | 44.9884 | -79.2714 | Bracebridge |  | Ontario |  |  | 2 | 2 | Hidroeléctrica | Hidroeléctrica | 0 | 0 | 0 | 0 | 2 | 0 | 0 | 0 | 0 | 0 | 0 | 0 | OPG | 201606
Canadá | UBC Nexterra Bioenergy Research and Demonstration Facility |  | Ubc- Nexterra | 49.2602 | -123.2545 | Vancouver |  | British Columbia |  |  | 2 | 2 | Biomasa | Biomasa | 0 | 0 | 0 | 0 | 0 | 0 | 0 | 0 | 0 | 0 | 2 | 0 | Canadian Bioenergy Association | 201512
Canadá | Upper St Croix |  | Minas Basin Pulp and Paper Co Ltd. | 44.9267 | -64.0394 | Panuke Lake |  | Nova Scotia |  |  | 2 | 2 | Hidroeléctrica | Hidroeléctrica | 0 | 0 | 0 | 0 | 2 | 0 | 0 | 0 | 0 | 0 | 0 | 0 | Statistics Canada | 2000
Canadá | Ruby Farms | Vine Fresh Produce Limited | Vine Fresh Produce Limited | 42.9548 | -81.6693 | Strathroy |  | Ontario |  |  | 2 | 2 | Solar | Solar | 0 | 0 | 0 | 0 | 0 | 0 | 0 | 2 | 0 | 0 | 0 | 0 | IESO FIT | 201509
Canadá | Kingston Mills | Fortis Properties Corporation | Fortis Properties Corporation | 44.2934 | -76.4405 | Kingston |  | Ontario |  |  | 1.9 | 1.9 | Hidroeléctrica | Hidroeléctrica | 0 | 0 | 0 | 0 | 1.9 | 0 | 0 | 0 | 0 | 0 | 0 | 0 | IESO Electricity Contracts | 201606
Canadá | Eastview LFG | Envida Community Energy Inc. | Envida Community Energy Inc. | 43.5741 | -80.2323 | City Of Guelph |  | Ontario |  |  | 1.9 | 1.9 | Biomasa | Biomasa | 0 | 0 | 0 | 0 | 0 | 0 | 0 | 0 | 0 | 0 | 1.9 | 0 | IESO Electricity Contracts | 201606
Canadá | Buchans |  |  | 48.822 | -56.8314 | Buchans Lake |  | Newfoundland and Labrador |  |  | 1.8 | 1.8 | Hidroeléctrica | Hidroeléctrica | 0 | 0 | 0 | 0 | 1.8 | 0 | 0 | 0 | 0 | 0 | 0 | 0 | Statistics Canada | 2000
Canadá | Memphrémagog | Ville de Magog | Ville de Magog | 45.263 | -72.1435 | Magog |  | Quebec |  |  | 1.8 | 1.8 | Hidroeléctrica | Hidroeléctrica | 0 | 0 | 0 | 0 | 1.8 | 0 | 0 | 0 | 0 | 0 | 0 | 0 | MERN | 201606
Canadá | Nechako Lumber | Nechako Lumber Co. Ltd. |  | 54.0147 | -124.0513 | Vanderhoof |  | British Columbia |  |  | 1.8 | 1.8 | Biomasa | Biomasa | 0 | 0 | 0 | 0 | 0 | 0 | 0 | 0 | 0 | 0 | 1.8 | 0 | NRCan Fact Book 2015 | 201512
Canadá | OPG 7 Gomberg |  | Ontario Power Generation Inc | 43.8123 | -79.074 | Pickering |  | Ontario |  |  | 1.8 | 1.8 | Eólica | Eólica | 0 | 0 | 0 | 0 | 0 | 0 | 0 | 0 | 1.8 | 0 | 0 | 0 | CanWEA | 201512
Canadá | Eagle River |  | Regional Power Inc | 49.7911 | -93.1969 | Machin |  | Ontario |  |  | 1.8 | 1.8 | Hidroeléctrica | Hidroeléctrica | 0 | 0 | 0 | 0 | 1.8 | 0 | 0 | 0 | 0 | 0 | 0 | 0 | Statistics Canada | 2000
Canadá | Chiblow Lake |  | Acres Productive Technologies Inv | 46.3126 | -83.0655 | Blind River |  | Ontario |  |  | 1.7 | 1.7 | Hidroeléctrica | Hidroeléctrica | 0 | 0 | 0 | 0 | 1.7 | 0 | 0 | 0 | 0 | 0 | 0 | 0 |  | 201512
Canadá | Grande-Dame | Ville de Magog | Ville de Magog | 45.2727 | -72.1054 | Magog |  | Quebec |  |  | 1.7 | 1.7 | Hidroeléctrica | Hidroeléctrica | 0 | 0 | 0 | 0 | 1.7 | 0 | 0 | 0 | 0 | 0 | 0 | 0 | MERN | 201606
Canadá | Paton | Ville de Sherbrooke | Ville de Sherbrooke | 45.3994 | -71.8996 | Sherbrooke |  | Quebec |  |  | 1.6 | 1.6 | Hidroeléctrica | Hidroeléctrica | 0 | 0 | 0 | 0 | 1.6 | 0 | 0 | 0 | 0 | 0 | 0 | 0 | MERN | 201606
Canadá | Belding | Ville de Coaticook | Ville de Coaticook | 45.146 | -71.8078 | Coaticook |  | Quebec |  |  | 1.6 | 1.6 | Hidroeléctrica | Hidroeléctrica | 0 | 0 | 0 | 0 | 1.6 | 0 | 0 | 0 | 0 | 0 | 0 | 0 | MERN | 201606
Canadá | Bensfort Road LFG | Lfg Power Corporation | Lfg Power Corporation | 44.2271 | -78.2873 | Peterborough |  | Ontario |  |  | 1.6 | 1.6 | Biomasa | Biomasa | 0 | 0 | 0 | 0 | 0 | 0 | 0 | 0 | 0 | 0 | 1.6 | 0 | IESO FIT | 201509
Canadá | Chute-Burroughs | Hydro-Québec |  | 45.1463 | -72.0186 |  |  | Quebec |  |  | 1.6 | 1.6 | Hidroeléctrica | Hidroeléctrica | 0 | 0 | 0 | 0 | 1.6 | 0 | 0 | 0 | 0 | 0 | 0 | 0 |  | 201601
Canadá | Fitzpatrick Mountain |  | Shearwind Inc | 45.6264 | -62.9013 | Fitzpatrick Mountain |  | Nova Scotia |  |  | 1.6 | 1.6 | Eólica | Eólica | 0 | 0 | 0 | 0 | 0 | 0 | 0 | 0 | 1.6 | 0 | 0 | 0 | CanWEA | 201512
Canadá | Galetta | TransAlta | TransAlta | 45.4262 | -76.2537 | Kinburn |  | Ontario |  |  | 1.6 | 1.6 | Hidroeléctrica | Hidroeléctrica | 0 | 0 | 0 | 0 | 1.6 | 0 | 0 | 0 | 0 | 0 | 0 | 0 |  | 201512
Canadá | Glace Bay / Donkin |  | Confederation Power | 46.218 | -59.981 | Glace Bay |  | Nova Scotia |  |  | 1.6 | 1.6 | Eólica | Eólica | 0 | 0 | 0 | 0 | 0 | 0 | 0 | 0 | 1.6 | 0 | 0 | 0 | CanWEA | 201512
Canadá | Green Energy Park | Saskatoon Light & Power | Saskatoon Light & Power | 52.0997 | -106.7057 | Saskatoon |  | Saskatchewan |  |  | 1.6 | 1.6 | Biomasa | Biomasa | 0 | 0 | 0 | 0 | 0 | 0 | 0 | 0 | 0 | 0 | 1.6 | 0 | Saskatoon.ca | 201512
Canadá | Hamilton (Digester Gas) Cogenertion | Hamilton Renewable Power Inc. | Hamilton Renewable Power Inc. | 43.2534 | -79.77 | City Of Hamilton |  | Ontario |  |  | 1.6 | 1.6 | Biomasa | Biomasa | 0 | 0 | 0 | 0 | 0 | 0 | 0 | 0 | 0 | 0 | 1.6 | 0 | IESO Electricity Contracts | 201606
Canadá | Hartland LFG | Capital Regional District | Capital Regional District | 48.5392 | -123.4624 | Victoria |  | British Columbia |  |  | 1.6 | 1.6 | Biomasa | Biomasa | 0 | 0 | 0 | 0 | 0 | 0 | 0 | 0 | 0 | 0 | 1.6 | 0 | Capital Regional District | 201512
Canadá | Merrick Landfill | North Bay Hydro Services Inc. | North Bay Hydro Services Inc. | 46.5158 | -79.4932 | North Bay |  | Ontario |  |  | 1.6 | 1.6 | Biomasa | Biomasa | 0 | 0 | 0 | 0 | 0 | 0 | 0 | 0 | 0 | 0 | 1.6 | 0 | IESO FIT | 201509
Canadá | Providence Bay | Schneider Power Providence Bay Inc | Schneider Power Providence Bay Inc | 45.7291 | -82.295 | Spring Bay |  | Ontario |  |  | 1.6 | 1.6 | Eólica | Eólica | 0 | 0 | 0 | 0 | 0 | 0 | 0 | 0 | 1.6 | 0 | 0 | 0 | CanWEA | 201512
Canadá | Sarnia LFG |  | Seacliff Energy | 42.0279 | -82.5638 | Leamington |  | Ontario |  |  | 1.6 | 1.6 | Biomasa | Biomasa | 0 | 0 | 0 | 0 | 0 | 0 | 0 | 0 | 0 | 0 | 1.6 | 0 | SeacliffEnergy | 201512
Canadá | Sudbury LFG | Greater Sudbury Utilities | Toromont Energy Ltd. | 46.507 | -80.9002 | Sudbury |  | Ontario |  |  | 1.6 | 1.6 | Biomasa | Biomasa | 0 | 0 | 0 | 0 | 0 | 0 | 0 | 0 | 0 | 0 | 1.6 | 0 | Toromount | 201601
Canadá | Wasdell Falls | Wasdell Falls Power Corporation | Wasdell Falls Power Corporation | 44.7808 | -79.2937 | Washago |  | Ontario |  |  | 1.6 | 1.6 | Hidroeléctrica | Hidroeléctrica | 0 | 0 | 0 | 0 | 1.6 | 0 | 0 | 0 | 0 | 0 | 0 | 0 | IESO FIT | 201509
Canadá | Wedgeport (Watts Wind II) |  |  | 43.7528 | -66.0139 |  |  | Nova Scotia |  |  | 1.6 | 1.6 | Eólica | Eólica | 0 | 0 | 0 | 0 | 0 | 0 | 0 | 0 | 1.6 | 0 | 0 | 0 | CanWEA | 201512
Canadá | Revelstoke District | City of Revelstoke | British Columbia | 50.9866 | -118.1976 | Revelstoke |  | British Columbia |  |  | 1.5 | 1.5 | Biomasa | Biomasa | 0 | 0 | 0 | 0 | 0 | 0 | 0 | 0 | 0 | 0 | 1.5 | 0 | CIEEDAC | 201512
Canadá | The Eye of the Wind |  |  | 49.3875 | -123.074 | North Vancouver |  | British Columbia |  |  | 1.5 | 1.5 | Eólica | Eólica | 0 | 0 | 0 | 0 | 0 | 0 | 0 | 0 | 1.5 | 0 | 0 | 0 | CanWEA | 201512
Canadá | Thomas Low |  |  | 45.4796 | -76.6894 |  |  | Ontario |  |  | 1.5 | 1.5 | Hidroeléctrica | Hidroeléctrica | 0 | 0 | 0 | 0 | 1.5 | 0 | 0 | 0 | 0 | 0 | 0 | 0 |  | 201512
Canadá | Watts Wind |  | Watts Wind Energy | 44.8991 | -62.4661 |  |  | Nova Scotia |  |  | 1.5 | 1.5 | Eólica | Eólica | 0 | 0 | 0 | 0 | 0 | 0 | 0 | 0 | 1.5 | 0 | 0 | 0 | CanWEA | 201512
Canadá | Mildred Lake |  | TransAlta | 57.0479 | -111.634 | Wood Buffalo |  | Alberta |  |  | 1.5 | 1.5 | Hidroeléctrica | Hidroeléctrica | 0 | 0 | 0 | 0 | 1.5 | 0 | 0 | 0 | 0 | 0 | 0 | 0 | Statistics Canada | 2000
Canadá | Appleton | TransAlta | TransAlta | 45.1829 | -76.1267 | Almonte |  | Ontario |  |  | 1.4 | 1.4 | Hidroeléctrica | Hidroeléctrica | 0 | 0 | 0 | 0 | 1.4 | 0 | 0 | 0 | 0 | 0 | 0 | 0 |  | 201512
Canadá | Moose Rapids | TransAlta | TransAlta | 46.6292 | -80.6646 | Sudbury |  | Ontario |  |  | 1.4 | 1.4 | Hidroeléctrica | Hidroeléctrica | 0 | 0 | 0 | 0 | 1.4 | 0 | 0 | 0 | 0 | 0 | 0 | 0 |  | 201512
Canadá | Chute-Blanche | Hydro-Morin (S.E.N.C.) | Hydro-Morin (S.E.N.C.) | 48.8425 | -72.0661 | Sainte Jeanne d'Arc |  | Quebec |  |  | 1.4 | 1.4 | Hidroeléctrica | Hidroeléctrica | 0 | 0 | 0 | 0 | 1.4 | 0 | 0 | 0 | 0 | 0 | 0 | 0 | MERN | 201606
Canadá | Cedar Road LFG | Cedar Road LFG Inc. | Regional District of Nanaimo (Rdn)/ Cedar Road LFG Inc | 49.1184 | -123.8964 | Nanaimo |  | British Columbia |  |  | 1.3 | 1.3 | Biomasa | Biomasa | 0 | 0 | 0 | 0 | 0 | 0 | 0 | 0 | 0 | 0 | 1.3 | 0 | Canadian Bioenergy Association | 201512
Canadá | Charlottetown | Fort Chicago Energy Partners of Calgary | PEI Energy Systems | 46.2516 | -63.1079 | Charlottetown |  | Prince Edward Island |  |  | 1.2 | 1.2 | Biomasa | Biomasa | 0 | 0 | 0 | 0 | 0 | 0 | 0 | 0 | 0 | 0 | 1.2 | 0 | Canadian Bioenergy Association | 201512
Canadá | Springhill |  |  | 45.6115 | -64.0239 | Springhill Project |  | Nova Scotia |  |  | 1.2 | 1.2 | Eólica | Eólica | 0 | 0 | 0 | 0 | 0 | 0 | 0 | 0 | 1.2 | 0 | 0 | 0 | CanWEA | 201512
Canadá | Taylor Lumber |  | F W Taylor Ltd. | 45.0447 | -63.1389 |  |  | Nova Scotia |  |  | 1.2 | 1.2 | Biomasa | Biomasa | 0 | 0 | 0 | 0 | 0 | 0 | 0 | 0 | 0 | 0 | 1.2 | 0 | Statistics Canada | 2000
Canadá | Cascade Street |  | Parry Sound Powergen Corporation | 45.3504 | -80.0267 | Seguin Basin |  | Ontario |  |  | 1.2 | 1.2 | Hidroeléctrica | Hidroeléctrica | 0 | 0 | 0 | 0 | 1.2 | 0 | 0 | 0 | 0 | 0 | 0 | 0 |  | 201512
Canadá | Burk's Falls | Bracebridge Generation Ltd. | Bracebridge Generation Ltd. | 45.6198 | -79.4118 | Burk's Falls |  | Ontario |  |  | 1.1 | 1.1 | Hidroeléctrica | Hidroeléctrica | 0 | 0 | 0 | 0 | 1.1 | 0 | 0 | 0 | 0 | 0 | 0 | 0 | IESO Electricity Contracts | 201606
Canadá | McKenzie Falls |  | Regional Power Inc | 49.8047 | -93.1887 | Eagle River |  | Ontario |  |  | 1.1 | 1.1 | Hidroeléctrica | Hidroeléctrica | 0 | 0 | 0 | 0 | 1.1 | 0 | 0 | 0 | 0 | 0 | 0 | 0 | Statistics Canada | 2000
Canadá | Eldorado Reservoir | District of Lake Country |  | 50.019 | -119.3589 | Kelowna |  | British Columbia |  |  | 1.1 | 1.1 | Hidroeléctrica | Hidroeléctrica | 0 | 0 | 0 | 0 | 1.1 | 0 | 0 | 0 | 0 | 0 | 0 | 0 |  | 201512
Canadá | Maquatua | Corporation Sakami Eeyou | Corporation Sakami Eeyou | 53.0035 | -78.7935 | Wemindji |  | Quebec |  |  | 1.1 | 1.1 | Hidroeléctrica | Hidroeléctrica | 0 | 0 | 0 | 0 | 1.1 | 0 | 0 | 0 | 0 | 0 | 0 | 0 | MERN | 201606
Canadá | Wainwright Falls |  | Regional Power Inc | 49.8217 | -92.8763 | Oxdrift |  | Ontario |  |  | 1.1 | 1.1 | Hidroeléctrica | Hidroeléctrica | 0 | 0 | 0 | 0 | 1.1 | 0 | 0 | 0 | 0 | 0 | 0 | 0 | Statistics Canada | 2000
Canadá | Morris |  | Newfoundland Light & Power Co Ltd. | 47.2537 | -52.9358 | Mobile River |  | Newfoundland and Labrador |  |  | 1.1 | 1.1 | Hidroeléctrica | Hidroeléctrica | 0 | 0 | 0 | 0 | 1.1 | 0 | 0 | 0 | 0 | 0 | 0 | 0 | Newfoundland Power | 201512
Canadá | La Sarre-1 | Centrale Hydroélectrique La Sarre 1/Hydro-Abitibi Inc. | Centrale Hydroélectrique La Sarre 1/Hydro-Abitibi Inc. | 48.8473 | -79.1497 | La Sarre |  | Quebec |  |  | 1.1 | 1.1 | Hidroeléctrica | Hidroeléctrica | 0 | 0 | 0 | 0 | 1.1 | 0 | 0 | 0 | 0 | 0 | 0 | 0 | MERN | 201606
Canadá | Kimberly |  | Sunmine | 49.669 | -115.9476 | Kimberley |  | British Columbia |  |  | 1.1 | 1.1 | Solar | Solar | 0 | 0 | 0 | 0 | 0 | 0 | 0 | 1.1 | 0 | 0 | 0 | 0 | SkyFire Energy | 201512
Canadá | Renfrew Upper Plant | Renfrew Power Generation Inc | Renfrew Power Generation Inc | 45.4774 | -76.6924 | Renfrew |  | Ontario |  |  | 1 | 1 | Hidroeléctrica | Hidroeléctrica | 0 | 0 | 0 | 0 | 1 | 0 | 0 | 0 | 0 | 0 | 0 | 0 | IESO Electricity Contracts | 201606
Canadá | Ayers-2 | Ayers Limitée | Ayers Limitée | 45.6436 | -74.3539 | Lachute |  | Quebec |  |  | 1 | 1 | Hidroeléctrica | Hidroeléctrica | 0 | 0 | 0 | 0 | 1 | 0 | 0 | 0 | 0 | 0 | 0 | 0 | MERN | 201606
Canadá | Renfrew Lower Plant | Renfrew Power Generation Inc. | Renfrew Power Generation Inc. | 45.4799 | -76.6896 | Renfrew |  | Ontario |  |  | 1 | 1 | Hidroeléctrica | Hidroeléctrica | 0 | 0 | 0 | 0 | 1 | 0 | 0 | 0 | 0 | 0 | 0 | 0 | IESO Electricity Contracts | 201606
Canadá | Belle-Rivière | La Société d'Énergie Belle-Rivière Inc. | La Société d'Énergie Belle-Rivière Inc. | 48.4417 | -71.7389 | La Belle Riviere |  | Quebec |  |  | 1 | 1 | Hidroeléctrica | Hidroeléctrica | 0 | 0 | 0 | 0 | 1 | 0 | 0 | 0 | 0 | 0 | 0 | 0 | MERN | 201606
Canadá | Bingham Chute |  | Ontario Power Generation Inc | 46.0761 | -79.3968 | South River |  | Ontario |  |  | 1 | 1 | Hidroeléctrica | Hidroeléctrica | 0 | 0 | 0 | 0 | 1 | 0 | 0 | 0 | 0 | 0 | 0 | 0 | OPG | 201606
Canadá | East LFG | St. Catharines Hydro Generation Inc. / Glenridge Gas Utilization Inc |  | 43.1216 | -79.1739 | Thorold |  | Ontario |  |  | 1 | 1 | Biomasa | Biomasa | 0 | 0 | 0 | 0 | 0 | 0 | 0 | 0 | 0 | 0 | 1 | 0 | IGRS | 201601
Canadá | Fraser Richmond Soil & Fiber | Harvest |  | 49.1597 | -123.0378 | Richmond |  | British Columbia |  | 7028 York Road | 1 | 1 | Biomasa | Biomasa | 0 | 0 | 0 | 0 | 0 | 0 | 0 | 0 | 0 | 0 | 1 | 0 | CIEEDAC | 201512
Canadá | Hanna Chute |  | Ontario Power Generation Inc | 45.0008 | -79.2977 | Bracebridge |  | Ontario |  |  | 1 | 1 | Hidroeléctrica | Hidroeléctrica | 0 | 0 | 0 | 0 | 1 | 0 | 0 | 0 | 0 | 0 | 0 | 0 | OPG | 201606
Canadá | Lebreux | Hydro Canomore Inc. | Hydro Canomore Inc. | 48.1545 | -65.3474 | Saint Elzear |  | Quebec |  |  | 1 | 1 | Hidroeléctrica | Hidroeléctrica | 0 | 0 | 0 | 0 | 1 | 0 | 0 | 0 | 0 | 0 | 0 | 0 | MERN | 201606
Canadá | Marmora |  | Consolidated Hydro Ltd. | 44.4851 | -77.6876 | Marmora |  | Ontario |  |  | 1 | 1 | Hidroeléctrica | Hidroeléctrica | 0 | 0 | 0 | 0 | 1 | 0 | 0 | 0 | 0 | 0 | 0 | 0 |  | 201512
Canadá | Optimist |  |  | 49.5312 | -114.0538 | Pincher Creek |  | Alberta |  |  | 1 | 1 | Eólica | Eólica | 0 | 0 | 0 | 0 | 0 | 0 | 0 | 0 | 1 | 0 | 0 | 0 | CanWEA | 201512
Canadá | Solar Concentrating Steam Power Plant |  | City of Medicine Hat | 50.0378 | -110.7199 | Medicine Hat |  | Alberta |  |  | 1 | 1 | Solar | Solar | 0 | 0 | 0 | 0 | 0 | 0 | 0 | 1 | 0 | 0 | 0 | 0 | HatSmart | 201512
Canadá | Vegreville Biodigester | Highmark Renewables | Highmark Renewables | 53.6934 | -111.9786 | Vegreville |  | Alberta |  | Hairy Hill | 1 | 1 | Biomasa | Biomasa | 0 | 0 | 0 | 0 | 0 | 0 | 0 | 0 | 0 | 0 | 1 | 0 | Alberta Energy | 201606