{"text_format":"1","workbook":"xlsx","n_sheets":7,"sheets":["Manual","Principal","Base Localidades","Cálculos&Supuestos","Imágenes","Formulario","Resultados"],"not_rendered":{"charts":1,"images":34,"macros":1,"external_links":2,"defined_names":41,"comments":0,"pivot_tables":0},"unopened":[],"bounds":{"document_bytes":16777216,"sheet_cells":100000,"rows_first":2000,"rows_last":500,"rows_between":2000,"halvings":0,"cell_chars":16384,"cell_head_chars":4096},"cells_cut":0,"cells_raw":0,"read":"whole","date_system":"1900"}

{"sheet":"Manual","index":0,"n_rows":35,"n_cols":3,"rows_kept":35,"cut":false,"hidden":false,"merged":[[4,2,6,17],[8,2,11,17],[1,2,1,17],[37,2,37,17],[34,2,36,17],[2,2,2,17],[13,2,13,17],[15,2,16,17],[30,2,32,17],[33,2,33,17],[3,2,3,17],[14,2,14,17],[17,2,17,17],[18,2,20,17],[21,2,21,17],[22,2,28,17]]}
[]
[]
[null,null,"MANUAL DE USO"]
[]
[null,null,"La calculadora desarrollada en 2018 por el Instituto Mexicano para la Competitividad (IMCO) permite calcular ex ante externalidades asociadas a la generación de energía eléctrica a partir de diversas tecnlogías. Para obtener un cálculo más detallado se ha divido el territorio nacional en 2,133 zonas, lo que permite hacer un análisis in situ detallado. "]
[]
[]
[]
[null,null,"La calculadora está compuesta por seis hojas, las cuales contienen el manual de uso, menú, bases de datos, cálculos, supuestos, fuente de la información, fórmulas e imágenes de referencia, todo esto para crear una herramienta transparente, fácil de usar y con una metodología robusta. De las seis hojas sólo la pestaña \"Principal\" requiere de ingresar información por parte del usuario, en el caso de las pestañas \"Manual\" y \"Cálculos&Supuestos\" su función es de consulta y el resto de las hojas son de soporte para la operación. "]
[]
[]
[]
[]
[null,null,"Para hacer una consulta se deben seguir los siguientes pasos:"]
[]
[null,null,"a) Habilitar el contenido                                                                                                                                                                                                                                                                                           Para que la calculadora pueda funcioanr se debe dar click en el botón \"Habilitar contenido\" al abrir el archivo."]
[]
[]
[null,null,"b) Características de la planta                                                                                                                                                                                                                                                                                     En la pestaña \"Principal\" la sección \"Tipo de planta\" permite seleccionar  entre trece tipos de tecnologías, en \"Capacidad bruta\" el usuario debe escribir los MW a instalar,  así como el año de entrada de operación y la vida útil de la planta."]
[]
[]
[]
[null,null,"c) Factores de emisión                                                                                                                                                                                                                                                                                                                 Para estimar el impacto de cada planta es necesario considerar sus propias características de opeación. El usuario podrá ingresar las emisión esperada por unidad de energía generada para CO2e, NOx, SO2, PM10 y PM2.5, una vez terminado esto deberá presionar el botón \"USAR FACTORES PROPIOS\". Si no se cuenta con esta información deberá presionar el botón \"USAR FACTORES PRECARGADOS\", con esta opción se llenarán los factores de emisión correspondientes a cada tecnología. En el caso de las plantas existentes se usó la emisión promedio de las plantas registraron operaciones en 2015 en el sistema eléctrico nacional, además de las emisiones calculadas según el modelo Thermoflow 25 y para el resto de las tecnologías se basaron las emisiones en los factores promedio reportados por planta por la United States Environmental Protection Agency en 2016."]
[]
[]
[]
[]
[]
[]
[]
[null,null,"c) Lugar de la construcción                                                                                                                                                                                                                                                                               Permite seleccionar la zona de análisis, despliega los resultados de todos los cuadros del estado o cuadro seleccionado, para seleccionar este último se incluyó el botón \"VER MAPA\", que despliga el mapa del estado seleccionado con las zonas numeradas."]
[]
[]
[]
[null,null,"d) Despliegue de resultados                                                                                                                                                                                                                                                                                    Una vez seleccionado el lugar a analizar y las características de la planta se debe dar click en el botón \"CALCULAR EXTERNALIDADES\" para que se desplieguen los resultados, a nivel estatal de todos los cuadros o a nivel individual del cuadro seleccionado con sus \"vecinos\", lo cual permite hacer una análisis de sensibilidad."]

{"sheet":"Principal","index":1,"n_rows":278,"n_cols":99,"rows_kept":278,"cut":false,"hidden":false,"merged":[[10,2,10,11],[17,2,17,11],[12,8,12,11],[15,8,15,11],[19,8,19,11],[11,8,11,11],[14,8,14,11],[14,2,14,5],[18,2,18,5],[11,2,11,5],[18,8,18,11],[12,2,12,5],[15,2,15,5],[22,8,22,11],[21,8,21,11],[21,2,21,5],[22,2,22,5],[19,2,19,5],[24,2,24,5],[32,2,32,11],[34,8,34,11],[34,2,34,5],[25,2,25,5],[25,8,25,11],[24,8,24,11],[33,8,33,11],[33,2,33,5]]}
[]
[]
[null,null,null,null,null,null,null,null,null,null,null,null,null,null,null,null,null,null,null,null,null,null,null,null,null,null,null,null,null,null,null,null,null,null,null,null,null,null,null,null,null,null,null,null,null,null,null,null,null,null,null,null,null,null,null,null,null,null,null,null,null,null,null,"Termoeléctrica convencional (plantas existentes)","Aguascalientes",null,null,"Aguascalientes","Baja_California","Baja_California_Sur","Campeche","Coahuila","Colima","Chiapas","Chihuahua","Distrito_Federal","Durango","Estado_de_Mexico","Guanajuato","Guerrero","Hidalgo","Jalisco","Michoacan","Morelos","Nayarit","Nuevo_Leon","Oaxaca","Puebla","Queretaro","Quintana_Roo","San_Luis_Potosi","Sinaloa","Sonora","Tabasco","Tamaulipas","Tlaxcala","Veracruz","Yucatan","Zacatecas"]
[null,null,null,null,null,null,null,null,null,null,null,null,null,null,null,null,null,null,null,null,null,null,null,null,null,null,null,null,null,null,null,null,null,null,null,null,null,null,null,null,null,null,null,null,null,null,null,null,null,null,null,null,null,null,null,null,null,null,null,null,null,null,null,"Termoeléctrica con desulfurador y equipo para control de partículas (modelo Thermoflow 25)","Baja_California",null,null,1,1,1,1,1,1,1,1,1,1,1,1,1,1,1,1,1,1,1,1,1,1,1,1,1,1,1,1,1,1,1,1]
[null,null,null,null,null,null,null,null,null,null,null,null,null,null,null,null,null,null,null,null,null,null,null,null,null,null,null,null,null,null,null,null,null,null,null,null,null,null,null,null,null,null,null,null,null,null,null,null,null,null,null,null,null,null,null,null,null,null,null,null,null,null,null,"Turbogas aeroderivada gas (plantas existentes)","Baja_California_Sur",null,null,2,2,2,2,2,2,2,2,2,2,2,2,2,2,2,2,2,2,2,2,2,2,2,2,2,2,2,2,2,2,2,2]
[null,null,null,null,null,null,null,null,null,null,null,null,null,null,null,null,null,null,null,null,null,null,null,null,null,null,null,null,null,null,null,null,null,null,null,null,null,null,null,null,null,null,null,null,null,null,null,null,null,null,null,null,null,null,null,null,null,null,null,null,null,null,null,"Turbogas aeroderivada gas (modelo Thermoflow 25)","Campeche",null,null,3,3,3,3,3,3,3,3,null,3,3,3,3,3,3,3,3,3,3,3,3,3,3,3,3,3,3,3,3,3,3,3]
[null,null,null,null,null,null,null,null,null,null,null,null,null,null,null,null,null,null,null,null,null,null,null,null,null,null,null,null,null,null,null,null,null,null,null,null,null,null,null,null,null,null,null,null,null,null,null,null,null,null,null,null,null,null,null,null,null,null,null,null,null,null,null,"Turbogás aeroderivada diesel (plantas existentes)","Coahuila",null,null,4,4,4,4,4,4,4,4,null,4,4,4,4,4,4,4,4,4,4,4,4,4,4,4,4,4,4,4,4,4,4,4]
[null,null,null,null,null,null,null,null,null,null,null,null,null,null,null,null,null,null,null,null,null,null,null,null,null,null,null,null,null,null,null,null,null,null,null,null,null,null,null,null,null,null,null,null,null,null,null,null,null,null,null,null,null,null,null,null,null,null,null,null,null,null,null,"Turbogás aeroderivada diesel (modelo Thermoflow 25)","Colima",null,null,5,5,5,5,5,5,5,5,null,5,5,5,5,5,5,5,null,5,5,5,5,5,5,5,5,5,5,5,5,5,5,5]
[null,null,null,null,null,null,null,null,null,null,null,null,null,null,null,null,null,null,null,null,null,null,null,null,null,null,null,null,null,null,null,null,null,null,null,null,null,null,null,null,null,null,null,null,null,null,null,null,null,null,null,null,null,null,null,null,null,null,null,null,null,null,null,"Ciclo combinado (plantas existentes)","Chiapas",null,null,null,6,6,6,6,6,6,6,null,6,6,6,6,6,6,6,null,6,6,6,6,6,6,6,6,6,6,6,6,6,6,6]
[null,null,null,null,null,null,null,null,null,null,null,null,null,null,null,null,null,null,null,null,null,null,null,null,null,null,null,null,null,null,null,null,null,null,null,null,null,null,null,null,null,null,null,null,null,null,null,null,null,null,null,null,null,null,null,null,null,null,null,null,null,null,null,"Ciclo combinado (modelo Thermoflow 25)","Chihuahua",null,null,null,7,7,7,7,null,7,7,null,7,7,7,7,7,7,7,null,7,7,7,7,7,7,7,7,7,7,7,null,7,7,7]
[null,null,"CARACTERÍSTICAS DE LA PLANTA",null,null,null,null,null,null,null,null,null,null,null,null,null,null,null,null,null,null,null,null,null,null,null,null,null,null,null,null,null,null,null,null,null,null,null,null,null,null,null,null,null,null,null,null,null,null,null,null,null,null,null,null,null,null,null,null,null,null,null,null,"Combustión interna (plantas existentes)","Distrito_Federal",null,null,null,8,8,8,8,null,8,8,null,8,8,8,8,8,8,8,null,8,8,8,8,8,8,8,8,8,8,8,null,8,8,8]
[null,null,"Tipo de planta",null,null,null,null,null,"Capacidad bruta (Mw)",null,null,null,null,null,null,null,null,null,null,null,null,null,null,null,null,null,null,null,null,null,null,null,null,null,null,null,null,null,null,null,null,null,null,null,null,null,null,null,null,null,null,null,null,null,null,null,null,null,null,null,null,null,null,"Carboeléctrica (plantas existentes)","Durango",null,null,null,9,9,9,9,null,9,9,null,9,9,9,9,9,9,9,null,9,9,9,9,9,9,9,9,9,9,9,null,9,9,9]
[null,null,"Carboeléctrica supercrítica con desulfurador (modelo Thermoflow 25)",null,null,null,null,null,500,null,null,null,null,null,null,null,null,null,null,null,null,null,null,null,null,null,null,null,null,null,null,null,null,null,null,null,null,null,null,null,null,null,null,null,null,null,null,null,null,null,null,null,null,null,null,null,null,null,null,null,null,null,null,"Carboeléctrica supercrítica (plantas existentes)","Estado_de_Mexico",null,null,null,10,10,10,10,null,10,10,null,10,10,10,10,10,10,10,null,10,10,10,10,10,10,10,10,10,10,10,null,10,10,10]
[null,null,null,null,null,null,null,null,null,null,null,null,null,null,null,null,null,null,null,null,null,null,null,null,null,null,null,null,null,null,null,null,null,null,null,null,null,null,null,null,null,null,null,null,null,null,null,null,null,null,null,null,null,null,null,null,null,null,null,null,null,null,null,"Carboeléctrica sin desulfurador (modelo Thermoflow 25)","Guanajuato",null,null,null,11,11,11,11,null,11,11,null,11,11,11,11,11,11,11,null,11,11,11,11,11,11,11,11,11,11,11,null,11,11,11]
[null,null,"Año de entrada en operación",null,null,null,null,null,"Vida útil (años)",null,null,null,null,null,null,null,null,null,null,null,null,null,null,null,null,null,null,null,null,null,null,null,null,null,null,null,null,null,null,null,null,null,null,null,null,null,null,null,null,null,null,null,null,null,null,null,null,null,null,null,null,null,null,"Carboeléctrica supercrítica sin desulfurador (modelo Thermoflow 25)","Guerrero",null,null,null,12,12,12,12,null,12,12,null,12,12,12,12,12,12,12,null,12,12,12,12,12,12,12,12,12,12,12,null,12,12,12]
[null,null,2019,null,null,null,null,null,40,null,null,null,null,null,null,null,null,null,null,null,null,null,null,null,null,null,null,null,null,null,null,null,null,null,null,null,null,null,null,null,null,null,null,null,null,null,null,null,null,null,null,null,null,null,null,null,null,null,null,null,null,null,null,"Carboeléctrica supercrítica con desulfurador (modelo Thermoflow 25)","Hidalgo",null,null,null,13,13,13,13,null,13,13,null,13,13,13,13,13,13,13,null,13,13,13,13,13,13,13,13,13,13,13,null,13,13,13]
[null,null,null,null,null,null,null,null,null,null,null,null,null,null,null,null,null,null,null,null,null,null,null,null,null,null,null,null,null,null,null,null,null,null,null,null,null,null,null,null,null,null,null,null,null,null,null,null,null,null,null,null,null,null,null,null,null,null,null,null,null,null,null,"Cogeneración eficiente con gas","Jalisco",null,null,null,14,14,14,14,null,14,14,null,14,14,14,14,14,14,14,null,14,14,14,14,null,14,14,14,14,14,14,null,14,14,14]
[null,null,"FACTORES DE EMISIÓN",null,null,null,null,null,null,null,null,null,null,null,null,null,null,null,null,null,null,null,null,null,null,null,null,null,null,null,null,null,null,null,null,null,null,null,null,null,null,null,null,null,null,null,null,null,null,null,null,null,null,null,null,null,null,null,null,null,null,null,null,"Cogeneración eficiente con biomasa","Michoacan",null,null,null,15,15,15,15,null,15,15,null,15,15,15,15,15,15,15,null,15,15,15,15,null,15,15,15,15,15,15,null,15,15,15]
[null,null,"CO2e (t/Mwh)",null,null,null,null,null,"SO2 (t/Mwh)",null,null,null,null,null,null,null,null,null,null,null,null,null,null,null,null,null,null,null,null,null,null,null,null,null,null,null,null,null,null,null,null,null,null,null,null,null,null,null,null,null,null,null,null,null,null,null,null,null,null,null,null,null,null,"Rellenos sanitarios","Morelos",null,null,null,16,16,16,16,null,16,16,null,16,16,16,16,16,16,16,null,16,16,16,16,null,16,16,16,16,16,16,null,16,16,16]
[null,null,0.752,null,null,null,null,null,2.5500000000000002E-3,null,null,null,null,null,null,null,null,null,null,null,null,null,null,null,null,null,null,null,null,null,null,null,null,null,null,null,null,null,null,null,null,null,null,null,null,null,null,null,null,null,null,null,null,null,null,null,null,null,null,null,null,null,null,"Incineración de residuos sólidos urbanos","Nayarit",null,null,null,17,17,17,17,null,17,17,null,17,17,17,17,17,17,17,null,17,17,17,17,null,17,17,17,17,17,17,null,17,17,17]
[null,null,null,null,null,null,null,null,null,null,null,null,null,null,null,null,null,null,null,null,null,null,null,null,null,null,null,null,null,null,null,null,null,null,null,null,null,null,null,null,null,null,null,null,null,null,null,null,null,null,null,null,null,null,null,null,null,null,null,null,null,null,null,"Biodigestores","Nuevo_Leon",null,null,null,18,18,18,18,null,18,18,null,18,18,18,18,18,18,18,null,18,18,18,18,null,18,18,18,18,18,18,null,18,18,18]
[null,null,"PM2.5 (t/Mwh)",null,null,null,null,null,"PM10 (t/Mwh)",null,null,null,null,null,null,null,null,null,null,null,null,null,null,null,null,null,null,null,null,null,null,null,null,null,null,null,null,null,null,null,null,null,null,null,null,null,null,null,null,null,null,null,null,null,null,null,null,null,null,null,null,null,null,"Biocombustibles agrícolas","Oaxaca",null,null,null,19,19,19,19,null,19,19,null,19,19,19,19,19,19,19,null,19,19,19,19,null,19,19,19,19,19,19,null,19,19,19]
[null,null,5.0000000000000004E-6,null,null,null,null,null,5.0000000000000004E-6,null,null,null,null,null,null,null,null,null,null,null,null,null,null,null,null,null,null,null,null,null,null,null,null,null,null,null,null,null,null,null,null,null,null,null,null,null,null,null,null,null,null,null,null,null,null,null,null,null,null,null,null,null,null,"Quema de residuos forestales y agrícolas","Puebla",null,null,null,20,20,20,20,null,20,20,null,20,20,20,20,20,20,20,null,20,20,20,20,null,20,20,20,20,20,20,null,20,20,20]
[null,null,null,null,null,null,null,null,null,null,null,null,null,null,null,null,null,null,null,null,null,null,null,null,null,null,null,null,null,null,null,null,null,null,null,null,null,null,null,null,null,null,null,null,null,null,null,null,null,null,null,null,null,null,null,null,null,null,null,null,null,null,null,null,"Queretaro",null,null,null,21,21,21,21,null,21,21,null,21,21,21,21,21,21,21,null,21,21,21,21,null,21,21,21,21,21,21,null,21,21,21]
[null,null,"NOx (t/Mwh)",null,null,null,null,null,"Factores de emisión usados",null,null,null,null,null,null,null,null,null,null,null,null,null,null,null,null,null,null,null,null,null,null,null,null,null,null,null,null,null,null,null,null,null,null,null,null,null,null,null,null,null,null,null,null,null,null,null,null,null,null,null,null,null,null,null,"Quintana_Roo",null,null,null,22,22,22,22,null,22,22,null,22,22,22,22,22,22,22,null,22,22,22,22,null,22,22,22,22,22,22,null,22,22,22]
[null,null,0,null,null,null,null,null,"Precargados",null,null,null,null,null,null,null,null,null,null,null,null,null,null,null,null,null,null,null,null,null,null,null,null,null,null,null,null,null,null,null,null,null,null,null,null,null,null,null,null,null,null,null,null,null,null,null,null,null,null,null,null,null,null,null,"San_Luis_Potosi",null,null,null,23,23,23,23,null,23,23,null,23,23,23,23,null,23,23,null,23,23,23,23,null,23,23,23,23,23,23,null,23,23,23]
[null,null,null,null,null,null,null,null,null,null,null,null,null,null,null,null,null,null,null,null,null,null,null,null,null,null,null,null,null,null,null,null,null,null,null,null,null,null,null,null,null,null,null,null,null,null,null,null,null,null,null,null,null,null,null,null,null,null,null,null,null,null,null,null,"Sinaloa",null,null,null,24,24,24,24,null,24,24,null,24,24,24,24,null,24,24,null,24,24,24,24,null,24,24,24,24,24,24,null,24,24,24]
[null,null,null,null,null,null,null,null,null,null,null,null,null,null,null,null,null,null,null,null,null,null,null,null,null,null,null,null,null,null,null,null,null,null,null,null,null,null,null,null,null,null,null,null,null,null,null,null,null,null,null,null,null,null,null,null,null,null,null,null,null,null,null,null,"Sonora",null,null,null,25,25,25,25,null,25,25,null,25,null,25,25,null,25,25,null,25,25,25,25,null,25,25,25,25,25,25,null,25,25,25]
[null,null,null,null,null,null,null,null,null,null,null,null,null,null,null,null,null,null,null,null,null,null,null,null,null,null,null,null,null,null,null,null,null,null,null,null,null,null,null,null,null,null,null,null,null,null,null,null,null,null,null,null,null,null,null,null,null,null,null,null,null,null,null,null,"Tabasco",null,null,null,26,26,26,26,null,26,26,null,26,null,26,26,null,26,26,null,26,26,26,26,null,26,26,26,26,26,26,null,26,26,26]
[null,null,null,null,null,null,null,null,null,null,null,null,null,null,null,null,null,null,null,null,null,null,null,null,null,null,null,null,null,null,null,null,null,null,null,null,null,null,null,null,null,null,null,null,null,null,null,null,null,null,null,null,null,null,null,null,null,null,null,null,null,null,null,null,"Tamaulipas",null,null,null,27,27,27,27,null,27,27,null,27,null,27,27,null,27,27,null,27,27,27,27,null,27,27,27,27,27,27,null,27,27,27]
[null,null,null,null,null,null,null,null,null,null,null,null,null,null,null,null,null,null,null,null,null,null,null,null,null,null,null,null,null,null,null,null,null,null,null,null,null,null,null,null,null,null,null,null,null,null,null,null,null,null,null,null,null,null,null,null,null,null,null,null,null,null,null,null,"Tlaxcala",null,null,null,28,28,28,28,null,28,28,null,28,null,28,28,null,28,28,null,28,28,28,28,null,28,28,28,28,null,28,null,28,28,28]
[null,null,null,null,null,null,null,null,null,null,null,null,null,null,null,null,null,null,null,null,null,null,null,null,null,null,null,null,null,null,null,null,null,null,null,null,null,null,null,null,null,null,null,null,null,null,null,null,null,null,null,null,null,null,null,null,null,null,null,null,null,null,null,null,"Veracruz",null,null,null,29,29,29,29,null,29,29,null,29,null,29,29,null,29,29,null,29,29,29,29,null,29,29,29,29,null,29,null,29,29,29]
[null,null,"ZONA DE ANÁLISIS",null,null,null,null,null,null,null,null,null,null,null,null,null,null,null,null,null,null,null,null,null,null,null,null,null,null,null,null,null,null,null,null,null,null,null,null,null,null,null,null,null,null,null,null,null,null,null,null,null,null,null,null,null,null,null,null,null,null,null,null,null,"Yucatan",null,null,null,30,30,30,30,null,30,30,null,30,null,30,30,null,30,30,null,null,30,30,30,null,30,30,30,30,null,30,null,30,30,30]
[null,null,"Estado analizado",null,null,null,null,null,"Area de análisis",null,null,null,null,null,null,null,null,null,null,null,null,null,null,null,null,null,null,null,null,null,null,null,null,null,null,null,null,null,null,null,null,null,null,null,null,null,null,null,null,null,null,null,null,null,null,null,null,null,null,null,null,null,null,null,"Zacatecas",null,null,null,31,31,31,31,null,31,31,null,31,null,31,31,null,31,31,null,null,31,31,31,null,31,31,31,31,null,31,null,31,31,31]
[null,null,"Coahuila",null,null,null,null,null,null,null,null,null,null,null,null,null,null,null,null,null,null,null,null,null,null,null,null,null,null,null,null,null,null,null,null,null,null,null,null,null,null,null,null,null,null,null,null,null,null,null,null,null,null,null,null,null,null,null,null,null,null,null,null,null,null,null,null,null,32,32,32,32,null,32,32,null,32,null,32,32,null,32,32,null,null,32,32,32,null,32,32,32,32,null,32,null,32,32,32]
[null,null,null,null,null,null,null,null,null,null,null,null,null,null,null,null,null,null,null,null,null,null,null,null,null,null,null,null,null,null,null,null,null,null,null,null,null,null,null,null,null,null,null,null,null,null,null,null,null,null,null,null,null,null,null,null,null,null,null,null,null,null,null,null,null,null,null,null,33,33,33,33,null,33,33,null,33,null,null,33,null,33,33,null,null,33,33,33,null,33,33,33,33,null,33,null,33,33,33]
[null,null,null,null,null,null,null,null,null,null,null,null,null,null,null,null,null,null,null,null,null,null,null,null,null,null,null,null,null,null,null,null,null,null,null,null,null,null,null,null,null,null,null,null,null,null,null,null,null,null,null,null,null,null,null,null,null,null,null,null,null,null,null,null,null,null,null,null,34,34,34,34,null,34,34,null,34,null,null,34,null,34,34,null,null,34,34,34,null,34,34,34,34,null,34,null,34,34,34]
[null,null,null,null,null,null,null,null,null,null,null,null,null,null,null,null,null,null,null,null,null,null,null,null,null,null,null,null,null,null,null,null,null,null,null,null,null,null,null,null,null,null,null,null,null,null,null,null,null,null,null,null,null,null,null,null,null,null,null,null,null,null,null,null,null,null,null,null,35,35,35,35,null,35,35,null,35,null,null,35,null,35,35,null,null,35,35,35,null,35,35,35,35,null,35,null,35,35,35]
[null,null,null,null,null,null,null,null,null,null,null,null,null,null,null,null,null,null,null,null,null,null,null,null,null,null,null,null,null,null,null,null,null,null,null,null,null,null,null,null,null,null,null,null,null,null,null,null,null,null,null,null,null,null,null,null,null,null,null,null,null,null,null,null,null,null,null,null,36,36,36,36,null,36,36,null,36,null,null,36,null,36,36,null,null,36,36,36,null,36,36,36,36,null,36,null,36,36,36]
[null,null,null,null,null,null,null,null,null,null,null,null,null,null,null,null,null,null,null,null,null,null,null,null,null,null,null,null,null,null,null,null,null,null,null,null,null,null,null,null,null,null,null,null,null,null,null,null,null,null,null,null,null,null,null,null,null,null,null,null,null,null,null,null,null,null,null,null,37,37,37,37,null,37,37,null,37,null,null,37,null,37,37,null,null,37,37,37,null,37,37,37,37,null,37,null,37,37,37]
[null,null,null,null,null,null,null,null,null,null,null,null,null,null,null,null,null,null,null,null,null,null,null,null,null,null,null,null,null,null,null,null,null,null,null,null,null,null,null,null,null,null,null,null,null,null,null,null,null,null,null,null,null,null,null,null,null,null,null,null,null,null,null,null,null,null,null,null,38,38,38,38,null,38,38,null,38,null,null,38,null,38,38,null,null,38,38,null,null,38,38,38,38,null,38,null,38,38,38]
[null,null,null,null,null,null,null,null,null,null,null,null,null,null,null,null,null,null,null,null,null,null,null,null,null,null,null,null,null,null,null,null,null,null,null,null,null,null,null,null,null,null,null,null,null,null,null,null,null,null,null,null,null,null,null,null,null,null,null,null,null,null,null,null,null,null,null,null,39,39,39,39,null,39,39,null,39,null,null,39,null,39,39,null,null,39,39,null,null,39,39,39,39,null,39,null,39,39,39]
[null,null,null,null,null,null,null,null,null,null,null,null,null,null,null,null,null,null,null,null,null,null,null,null,null,null,null,null,null,null,null,null,null,null,null,null,null,null,null,null,null,null,null,null,null,null,null,null,null,null,null,null,null,null,null,null,null,null,null,null,null,null,null,null,null,null,null,null,40,40,40,40,null,40,40,null,40,null,null,40,null,40,40,null,null,40,40,null,null,40,40,40,40,null,40,null,40,40,40]
[null,null,null,null,null,null,null,null,null,null,null,null,null,null,null,null,null,null,null,null,null,null,null,null,null,null,null,null,null,null,null,null,null,null,null,null,null,null,null,null,null,null,null,null,null,null,null,null,null,null,null,null,null,null,null,null,null,null,null,null,null,null,null,null,null,null,null,null,41,41,41,41,null,41,41,null,41,null,null,41,null,41,41,null,null,41,41,null,null,41,41,41,41,null,41,null,41,41,41]
[null,null,null,null,null,null,null,null,null,null,null,null,null,null,null,null,null,null,null,null,null,null,null,null,null,null,null,null,null,null,null,null,null,null,null,null,null,null,null,null,null,null,null,null,null,null,null,null,null,null,null,null,null,null,null,null,null,null,null,null,null,null,null,null,null,null,null,null,42,42,42,42,null,42,42,null,42,null,null,42,null,42,42,null,null,42,42,null,null,42,42,42,42,null,42,null,42,42,42]
[null,null,null,null,null,null,null,null,null,null,null,null,null,null,null,null,null,null,null,null,null,null,null,null,null,null,null,null,null,null,null,null,null,null,null,null,null,null,null,null,null,null,null,null,null,null,null,null,null,null,null,null,null,null,null,null,null,null,null,null,null,null,null,null,null,null,null,null,43,43,43,43,null,43,43,null,43,null,null,43,null,43,43,null,null,43,43,null,null,43,43,43,43,null,43,null,43,43,43]
[null,null,null,null,null,null,null,null,null,null,null,null,null,null,null,null,null,null,null,null,null,null,null,null,null,null,null,null,null,null,null,null,null,null,null,null,null,null,null,null,null,null,null,null,null,null,null,null,null,null,null,null,null,null,null,null,null,null,null,null,null,null,null,null,null,null,null,null,44,44,44,44,null,44,44,null,44,null,null,44,null,44,44,null,null,44,44,null,null,44,44,44,44,null,44,null,44,44,44]
[null,null,null,null,null,null,null,null,null,null,null,null,null,null,null,null,null,null,null,null,null,null,null,null,null,null,null,null,null,null,null,null,null,null,null,null,null,null,null,null,null,null,null,null,null,null,null,null,null,null,null,null,null,null,null,null,null,null,null,null,null,null,null,null,null,null,null,null,45,45,45,45,null,45,45,null,45,null,null,45,null,45,45,null,null,45,45,null,null,45,45,45,45,null,45,null,45,45,45]
[null,null,null,null,null,null,null,null,null,null,null,null,null,null,null,null,null,null,null,null,null,null,null,null,null,null,null,null,null,null,null,null,null,null,null,null,null,null,null,null,null,null,null,null,null,null,null,null,null,null,null,null,null,null,null,null,null,null,null,null,null,null,null,null,null,null,null,null,46,46,46,46,null,46,46,null,46,null,null,46,null,46,46,null,null,46,46,null,null,46,46,46,46,null,46,null,46,46,46]
[null,null,null,null,null,null,null,null,null,null,null,null,null,null,null,null,null,null,null,null,null,null,null,null,null,null,null,null,null,null,null,null,null,null,null,null,null,null,null,null,null,null,null,null,null,null,null,null,null,null,null,null,null,null,null,null,null,null,null,null,null,null,null,null,null,null,null,null,47,47,47,47,null,47,47,null,47,null,null,47,null,47,47,null,null,47,47,null,null,47,47,47,47,null,47,null,47,null,47]
[null,null,null,null,null,null,null,null,null,null,null,null,null,null,null,null,null,null,null,null,null,null,null,null,null,null,null,null,null,null,null,null,null,null,null,null,null,null,null,null,null,null,null,null,null,null,null,null,null,null,null,null,null,null,null,null,null,null,null,null,null,null,null,null,null,null,null,null,48,48,48,48,null,48,48,null,48,null,null,48,null,48,48,null,null,48,48,null,null,48,48,48,48,null,48,null,48,null,48]
[null,null,null,null,null,null,null,null,null,null,null,null,null,null,null,null,null,null,null,null,null,null,null,null,null,null,null,null,null,null,null,null,null,null,null,null,null,null,null,null,null,null,null,null,null,null,null,null,null,null,null,null,null,null,null,null,null,null,null,null,null,null,null,null,null,null,null,null,49,49,49,49,null,49,49,null,49,null,null,49,null,49,49,null,null,49,49,null,null,49,49,49,49,null,49,null,49,null,49]
[null,null,null,null,null,null,null,null,null,null,null,null,null,null,null,null,null,null,null,null,null,null,null,null,null,null,null,null,null,null,null,null,null,null,null,null,null,null,null,null,null,null,null,null,null,null,null,null,null,null,null,null,null,null,null,null,null,null,null,null,null,null,null,null,null,null,null,null,50,50,50,50,null,50,50,null,50,null,null,50,null,50,50,null,null,50,50,null,null,50,50,50,50,null,50,null,50,null,50]
[null,null,null,null,null,null,null,null,null,null,null,null,null,null,null,null,null,null,null,null,null,null,null,null,null,null,null,null,null,null,null,null,null,null,null,null,null,null,null,null,null,null,null,null,null,null,null,null,null,null,null,null,null,null,null,null,null,null,null,null,null,null,null,null,null,null,null,null,51,51,51,51,null,51,51,null,51,null,null,51,null,51,51,null,null,51,51,null,null,51,51,51,51,null,51,null,51,null,51]
[null,null,null,null,null,null,null,null,null,null,null,null,null,null,null,null,null,null,null,null,null,null,null,null,null,null,null,null,null,null,null,null,null,null,null,null,null,null,null,null,null,null,null,null,null,null,null,null,null,null,null,null,null,null,null,null,null,null,null,null,null,null,null,null,null,null,null,null,52,52,52,52,null,52,52,null,52,null,null,52,null,52,52,null,null,52,52,null,null,52,52,52,52,null,52,null,52,null,52]
[null,null,null,null,null,null,null,null,null,null,null,null,null,null,null,null,null,null,null,null,null,null,null,null,null,null,null,null,null,null,null,null,null,null,null,null,null,null,null,null,null,null,null,null,null,null,null,null,null,null,null,null,null,null,null,null,null,null,null,null,null,null,null,null,null,null,null,null,53,53,53,53,null,53,53,null,53,null,null,53,null,53,53,null,null,53,53,null,null,53,53,53,53,null,53,null,53,null,53]
[null,null,null,null,null,null,null,null,null,null,null,null,null,null,null,null,null,null,null,null,null,null,null,null,null,null,null,null,null,null,null,null,null,null,null,null,null,null,null,null,null,null,null,null,null,null,null,null,null,null,null,null,null,null,null,null,null,null,null,null,null,null,null,null,null,null,null,null,54,54,54,54,null,54,54,null,54,null,null,54,null,54,54,null,null,54,54,null,null,54,54,54,54,null,54,null,54,null,54]
[null,null,null,null,null,null,null,null,null,null,null,null,null,null,null,null,null,null,null,null,null,null,null,null,null,null,null,null,null,null,null,null,null,null,null,null,null,null,null,null,null,null,null,null,null,null,null,null,null,null,null,null,null,null,null,null,null,null,null,null,null,null,null,null,null,null,null,null,55,55,55,55,null,55,55,null,55,null,null,55,null,55,55,null,null,55,55,null,null,55,55,55,55,null,55,null,55,null,55]
[null,null,null,null,null,null,null,null,null,null,null,null,null,null,null,null,null,null,null,null,null,null,null,null,null,null,null,null,null,null,null,null,null,null,null,null,null,null,null,null,null,null,null,null,null,null,null,null,null,null,null,null,null,null,null,null,null,null,null,null,null,null,null,null,null,null,null,null,56,56,56,56,null,56,56,null,56,null,null,56,null,56,56,null,null,56,56,null,null,56,56,56,56,null,56,null,56,null,56]
[null,null,null,null,null,null,null,null,null,null,null,null,null,null,null,null,null,null,null,null,null,null,null,null,null,null,null,null,null,null,null,null,null,null,null,null,null,null,null,null,null,null,null,null,null,null,null,null,null,null,null,null,null,null,null,null,null,null,null,null,null,null,null,null,null,null,null,null,57,57,57,57,null,57,57,null,57,null,null,57,null,57,57,null,null,57,57,null,null,57,57,57,57,null,57,null,57,null,57]
[null,null,null,null,null,null,null,null,null,null,null,null,null,null,null,null,null,null,null,null,null,null,null,null,null,null,null,null,null,null,null,null,null,null,null,null,null,null,null,null,null,null,null,null,null,null,null,null,null,null,null,null,null,null,null,null,null,null,null,null,null,null,null,null,null,null,null,null,58,58,58,58,null,58,58,null,58,null,null,58,null,58,58,null,null,58,58,null,null,58,58,58,58,null,58,null,58,null,58]
[null,null,null,null,null,null,null,null,null,null,null,null,null,null,null,null,null,null,null,null,null,null,null,null,null,null,null,null,null,null,null,null,null,null,null,null,null,null,null,null,null,null,null,null,null,null,null,null,null,null,null,null,null,null,null,null,null,null,null,null,null,null,null,null,null,null,null,null,59,59,59,59,null,59,59,null,59,null,null,59,null,59,59,null,null,59,59,null,null,59,59,59,59,null,59,null,59,null,59]
[null,null,null,null,null,null,null,null,null,null,null,null,null,null,null,null,null,null,null,null,null,null,null,null,null,null,null,null,null,null,null,null,null,null,null,null,null,null,null,null,null,null,null,null,null,null,null,null,null,null,null,null,null,null,null,null,null,null,null,null,null,null,null,null,null,null,null,null,60,60,60,60,null,60,60,null,60,null,null,60,null,60,60,null,null,60,60,null,null,60,60,60,60,null,60,null,60,null,60]
[null,null,null,null,null,null,null,null,null,null,null,null,null,null,null,null,null,null,null,null,null,null,null,null,null,null,null,null,null,null,null,null,null,null,null,null,null,null,null,null,null,null,null,null,null,null,null,null,null,null,null,null,null,null,null,null,null,null,null,null,null,null,null,null,null,null,null,null,61,61,61,61,null,61,61,null,61,null,null,61,null,61,61,null,null,61,61,null,null,61,61,61,61,null,61,null,61,null,61]
[null,null,null,null,null,null,null,null,null,null,null,null,null,null,null,null,null,null,null,null,null,null,null,null,null,null,null,null,null,null,null,null,null,null,null,null,null,null,null,null,null,null,null,null,null,null,null,null,null,null,null,null,null,null,null,null,null,null,null,null,null,null,null,null,null,null,null,null,62,62,62,62,null,62,62,null,62,null,null,62,null,62,62,null,null,62,62,null,null,62,62,62,62,null,62,null,62,null,62]
[null,null,null,null,null,null,null,null,null,null,null,null,null,null,null,null,null,null,null,null,null,null,null,null,null,null,null,null,null,null,null,null,null,null,null,null,null,null,null,null,null,null,null,null,null,null,null,null,null,null,null,null,null,null,null,null,null,null,null,null,null,null,null,null,null,null,null,null,63,63,63,63,null,63,63,null,63,null,null,63,null,63,63,null,null,63,63,null,null,63,63,null,63,null,63,null,63,null,63]
[null,null,null,null,null,null,null,null,null,null,null,null,null,null,null,null,null,null,null,null,null,null,null,null,null,null,null,null,null,null,null,null,null,null,null,null,null,null,null,null,null,null,null,null,null,null,null,null,null,null,null,null,null,null,null,null,null,null,null,null,null,null,null,null,null,null,null,null,64,64,64,64,null,64,64,null,64,null,null,64,null,64,null,null,null,64,64,null,null,null,64,null,64,null,64,null,64,null,64]
[null,null,null,null,null,null,null,null,null,null,null,null,null,null,null,null,null,null,null,null,null,null,null,null,null,null,null,null,null,null,null,null,null,null,null,null,null,null,null,null,null,null,null,null,null,null,null,null,null,null,null,null,null,null,null,null,null,null,null,null,null,null,null,null,null,null,null,null,65,65,65,65,null,65,65,null,65,null,null,65,null,65,null,null,null,65,65,null,null,null,65,null,65,null,65,null,65,null,65]
[null,null,null,null,null,null,null,null,null,null,null,null,null,null,null,null,null,null,null,null,null,null,null,null,null,null,null,null,null,null,null,null,null,null,null,null,null,null,null,null,null,null,null,null,null,null,null,null,null,null,null,null,null,null,null,null,null,null,null,null,null,null,null,null,null,null,null,null,66,66,66,66,null,66,66,null,66,null,null,66,null,66,null,null,null,66,66,null,null,null,66,null,66,null,66,null,66,null,66]
[null,null,null,null,null,null,null,null,null,null,null,null,null,null,null,null,null,null,null,null,null,null,null,null,null,null,null,null,null,null,null,null,null,null,null,null,null,null,null,null,null,null,null,null,null,null,null,null,null,null,null,null,null,null,null,null,null,null,null,null,null,null,null,null,null,null,null,null,67,67,null,67,null,67,67,null,67,null,null,67,null,67,null,null,null,67,67,null,null,null,67,null,67,null,67,null,67,null,67]
[null,null,null,null,null,null,null,null,null,null,null,null,null,null,null,null,null,null,null,null,null,null,null,null,null,null,null,null,null,null,null,null,null,null,null,null,null,null,null,null,null,null,null,null,null,null,null,null,null,null,null,null,null,null,null,null,null,null,null,null,null,null,null,null,null,null,null,null,68,68,null,68,null,68,68,null,68,null,null,68,null,68,null,null,null,68,68,null,null,null,68,null,68,null,68,null,68,null,68]
[null,null,null,null,null,null,null,null,null,null,null,null,null,null,null,null,null,null,null,null,null,null,null,null,null,null,null,null,null,null,null,null,null,null,null,null,null,null,null,null,null,null,null,null,null,null,null,null,null,null,null,null,null,null,null,null,null,null,null,null,null,null,null,null,null,null,null,null,69,69,null,69,null,69,69,null,69,null,null,69,null,69,null,null,null,null,69,null,null,null,69,null,69,null,69,null,69,null,69]
[null,null,null,null,null,null,null,null,null,null,null,null,null,null,null,null,null,null,null,null,null,null,null,null,null,null,null,null,null,null,null,null,null,null,null,null,null,null,null,null,null,null,null,null,null,null,null,null,null,null,null,null,null,null,null,null,null,null,null,null,null,null,null,null,null,null,null,null,70,70,null,70,null,70,70,null,70,null,null,70,null,70,null,null,null,null,70,null,null,null,70,null,70,null,70,null,70,null,70]
[null,null,null,null,null,null,null,null,null,null,null,null,null,null,null,null,null,null,null,null,null,null,null,null,null,null,null,null,null,null,null,null,null,null,null,null,null,null,null,null,null,null,null,null,null,null,null,null,null,null,null,null,null,null,null,null,null,null,null,null,null,null,null,null,null,null,null,null,71,71,null,71,null,71,71,null,71,null,null,null,null,71,null,null,null,null,71,null,null,null,null,null,71,null,71,null,71,null,71]
[null,null,null,null,null,null,null,null,null,null,null,null,null,null,null,null,null,null,null,null,null,null,null,null,null,null,null,null,null,null,null,null,null,null,null,null,null,null,null,null,null,null,null,null,null,null,null,null,null,null,null,null,null,null,null,null,null,null,null,null,null,null,null,null,null,null,null,null,72,72,null,72,null,72,72,null,72,null,null,null,null,72,null,null,null,null,72,null,null,null,null,null,72,null,72,null,72,null,72]
[null,null,null,null,null,null,null,null,null,null,null,null,null,null,null,null,null,null,null,null,null,null,null,null,null,null,null,null,null,null,null,null,null,null,null,null,null,null,null,null,null,null,null,null,null,null,null,null,null,null,null,null,null,null,null,null,null,null,null,null,null,null,null,null,null,null,null,null,73,73,null,73,null,73,73,null,73,null,null,null,null,73,null,null,null,null,73,null,null,null,null,null,73,null,73,null,73,null,73]
[null,null,null,null,null,null,null,null,null,null,null,null,null,null,null,null,null,null,null,null,null,null,null,null,null,null,null,null,null,null,null,null,null,null,null,null,null,null,null,null,null,null,null,null,null,null,null,null,null,null,null,null,null,null,null,null,null,null,null,null,null,null,null,null,null,null,null,null,74,74,null,74,null,74,74,null,74,null,null,null,null,74,null,null,null,null,74,null,null,null,null,null,74,null,74,null,74,null,74]
[null,null,null,null,null,null,null,null,null,null,null,null,null,null,null,null,null,null,null,null,null,null,null,null,null,null,null,null,null,null,null,null,null,null,null,null,null,null,null,null,null,null,null,null,null,null,null,null,null,null,null,null,null,null,null,null,null,null,null,null,null,null,null,null,null,null,null,null,75,75,null,75,null,75,75,null,75,null,null,null,null,75,null,null,null,null,75,null,null,null,null,null,75,null,75,null,75,null,75]
[null,null,null,null,null,null,null,null,null,null,null,null,null,null,null,null,null,null,null,null,null,null,null,null,null,null,null,null,null,null,null,null,null,null,null,null,null,null,null,null,null,null,null,null,null,null,null,null,null,null,null,null,null,null,null,null,null,null,null,null,null,null,null,null,null,null,null,null,76,76,null,76,null,76,76,null,76,null,null,null,null,76,null,null,null,null,76,null,null,null,null,null,76,null,76,null,76,null,76]
[null,null,null,null,null,null,null,null,null,null,null,null,null,null,null,null,null,null,null,null,null,null,null,null,null,null,null,null,null,null,null,null,null,null,null,null,null,null,null,null,null,null,null,null,null,null,null,null,null,null,null,null,null,null,null,null,null,null,null,null,null,null,null,null,null,null,null,null,77,77,null,77,null,77,77,null,77,null,null,null,null,77,null,null,null,null,77,null,null,null,null,null,77,null,77,null,77,null,77]
[null,null,null,null,null,null,null,null,null,null,null,null,null,null,null,null,null,null,null,null,null,null,null,null,null,null,null,null,null,null,null,null,null,null,null,null,null,null,null,null,null,null,null,null,null,null,null,null,null,null,null,null,null,null,null,null,null,null,null,null,null,null,null,null,null,null,null,null,78,78,null,78,null,78,78,null,78,null,null,null,null,78,null,null,null,null,78,null,null,null,null,null,78,null,78,null,78,null,78]
[null,null,null,null,null,null,null,null,null,null,null,null,null,null,null,null,null,null,null,null,null,null,null,null,null,null,null,null,null,null,null,null,null,null,null,null,null,null,null,null,null,null,null,null,null,null,null,null,null,null,null,null,null,null,null,null,null,null,null,null,null,null,null,null,null,null,null,null,79,79,null,79,null,79,79,null,79,null,null,null,null,79,null,null,null,null,79,null,null,null,null,null,79,null,79,null,79,null,79]
[null,null,null,null,null,null,null,null,null,null,null,null,null,null,null,null,null,null,null,null,null,null,null,null,null,null,null,null,null,null,null,null,null,null,null,null,null,null,null,null,null,null,null,null,null,null,null,null,null,null,null,null,null,null,null,null,null,null,null,null,null,null,null,null,null,null,null,null,80,null,null,80,null,80,80,null,80,null,null,null,null,80,null,null,null,null,80,null,null,null,null,null,80,null,80,null,80,null,80]
[null,null,null,null,null,null,null,null,null,null,null,null,null,null,null,null,null,null,null,null,null,null,null,null,null,null,null,null,null,null,null,null,null,null,null,null,null,null,null,null,null,null,null,null,null,null,null,null,null,null,null,null,null,null,null,null,null,null,null,null,null,null,null,null,null,null,null,null,81,null,null,81,null,null,81,null,81,null,null,null,null,81,null,null,null,null,81,null,null,null,null,null,81,null,81,null,81]
[null,null,null,null,null,null,null,null,null,null,null,null,null,null,null,null,null,null,null,null,null,null,null,null,null,null,null,null,null,null,null,null,null,null,null,null,null,null,null,null,null,null,null,null,null,null,null,null,null,null,null,null,null,null,null,null,null,null,null,null,null,null,null,null,null,null,null,null,82,null,null,82,null,null,82,null,82,null,null,null,null,82,null,null,null,null,82,null,null,null,null,null,82,null,82]
[null,null,null,null,null,null,null,null,null,null,null,null,null,null,null,null,null,null,null,null,null,null,null,null,null,null,null,null,null,null,null,null,null,null,null,null,null,null,null,null,null,null,null,null,null,null,null,null,null,null,null,null,null,null,null,null,null,null,null,null,null,null,null,null,null,null,null,null,83,null,null,83,null,null,83,null,83,null,null,null,null,83,null,null,null,null,83,null,null,null,null,null,83,null,83]
[null,null,null,null,null,null,null,null,null,null,null,null,null,null,null,null,null,null,null,null,null,null,null,null,null,null,null,null,null,null,null,null,null,null,null,null,null,null,null,null,null,null,null,null,null,null,null,null,null,null,null,null,null,null,null,null,null,null,null,null,null,null,null,null,null,null,null,null,null,null,null,84,null,null,84,null,84,null,null,null,null,null,null,null,null,null,84,null,null,null,null,null,84,null,84]
[null,null,null,null,null,null,null,null,null,null,null,null,null,null,null,null,null,null,null,null,null,null,null,null,null,null,null,null,null,null,null,null,null,null,null,null,null,null,null,null,null,null,null,null,null,null,null,null,null,null,null,null,null,null,null,null,null,null,null,null,null,null,null,null,null,null,null,null,null,null,null,85,null,null,85,null,85,null,null,null,null,null,null,null,null,null,85,null,null,null,null,null,85,null,85]
[null,null,null,null,null,null,null,null,null,null,null,null,null,null,null,null,null,null,null,null,null,null,null,null,null,null,null,null,null,null,null,null,null,null,null,null,null,null,null,null,null,null,null,null,null,null,null,null,null,null,null,null,null,null,null,null,null,null,null,null,null,null,null,null,null,null,null,null,null,null,null,86,null,null,86,null,86,null,null,null,null,null,null,null,null,null,86,null,null,null,null,null,86,null,86]
[null,null,null,null,null,null,null,null,null,null,null,null,null,null,null,null,null,null,null,null,null,null,null,null,null,null,null,null,null,null,null,null,null,null,null,null,null,null,null,null,null,null,null,null,null,null,null,null,null,null,null,null,null,null,null,null,null,null,null,null,null,null,null,null,null,null,null,null,null,null,null,87,null,null,87,null,87,null,null,null,null,null,null,null,null,null,87,null,null,null,null,null,87,null,87]
[null,null,null,null,null,null,null,null,null,null,null,null,null,null,null,null,null,null,null,null,null,null,null,null,null,null,null,null,null,null,null,null,null,null,null,null,null,null,null,null,null,null,null,null,null,null,null,null,null,null,null,null,null,null,null,null,null,null,null,null,null,null,null,null,null,null,null,null,null,null,null,88,null,null,88,null,88,null,null,null,null,null,null,null,null,null,88,null,null,null,null,null,88,null,88]
[null,null,null,null,null,null,null,null,null,null,null,null,null,null,null,null,null,null,null,null,null,null,null,null,null,null,null,null,null,null,null,null,null,null,null,null,null,null,null,null,null,null,null,null,null,null,null,null,null,null,null,null,null,null,null,null,null,null,null,null,null,null,null,null,null,null,null,null,null,null,null,89,null,null,89,null,89,null,null,null,null,null,null,null,null,null,89,null,null,null,null,null,89,null,89]
[null,null,null,null,null,null,null,null,null,null,null,null,null,null,null,null,null,null,null,null,null,null,null,null,null,null,null,null,null,null,null,null,null,null,null,null,null,null,null,null,null,null,null,null,null,null,null,null,null,null,null,null,null,null,null,null,null,null,null,null,null,null,null,null,null,null,null,null,null,null,null,90,null,null,90,null,90,null,null,null,null,null,null,null,null,null,90,null,null,null,null,null,90,null,90]
[null,null,null,null,null,null,null,null,null,null,null,null,null,null,null,null,null,null,null,null,null,null,null,null,null,null,null,null,null,null,null,null,null,null,null,null,null,null,null,null,null,null,null,null,null,null,null,null,null,null,null,null,null,null,null,null,null,null,null,null,null,null,null,null,null,null,null,null,null,null,null,91,null,null,91,null,91,null,null,null,null,null,null,null,null,null,91,null,null,null,null,null,91]
[null,null,null,null,null,null,null,null,null,null,null,null,null,null,null,null,null,null,null,null,null,null,null,null,null,null,null,null,null,null,null,null,null,null,null,null,null,null,null,null,null,null,null,null,null,null,null,null,null,null,null,null,null,null,null,null,null,null,null,null,null,null,null,null,null,null,null,null,null,null,null,92,null,null,92,null,92,null,null,null,null,null,null,null,null,null,92,null,null,null,null,null,92]
[null,null,null,null,null,null,null,null,null,null,null,null,null,null,null,null,null,null,null,null,null,null,null,null,null,null,null,null,null,null,null,null,null,null,null,null,null,null,null,null,null,null,null,null,null,null,null,null,null,null,null,null,null,null,null,null,null,null,null,null,null,null,null,null,null,null,null,null,null,null,null,93,null,null,93,null,93,null,null,null,null,null,null,null,null,null,93,null,null,null,null,null,93]
[null,null,null,null,null,null,null,null,null,null,null,null,null,null,null,null,null,null,null,null,null,null,null,null,null,null,null,null,null,null,null,null,null,null,null,null,null,null,null,null,null,null,null,null,null,null,null,null,null,null,null,null,null,null,null,null,null,null,null,null,null,null,null,null,null,null,null,null,null,null,null,94,null,null,94,null,94,null,null,null,null,null,null,null,null,null,94,null,null,null,null,null,94]
[null,null,null,null,null,null,null,null,null,null,null,null,null,null,null,null,null,null,null,null,null,null,null,null,null,null,null,null,null,null,null,null,null,null,null,null,null,null,null,null,null,null,null,null,null,null,null,null,null,null,null,null,null,null,null,null,null,null,null,null,null,null,null,null,null,null,null,null,null,null,null,95,null,null,95,null,95,null,null,null,null,null,null,null,null,null,95,null,null,null,null,null,95]
[null,null,null,null,null,null,null,null,null,null,null,null,null,null,null,null,null,null,null,null,null,null,null,null,null,null,null,null,null,null,null,null,null,null,null,null,null,null,null,null,null,null,null,null,null,null,null,null,null,null,null,null,null,null,null,null,null,null,null,null,null,null,null,null,null,null,null,null,null,null,null,96,null,null,96,null,96,null,null,null,null,null,null,null,null,null,96,null,null,null,null,null,96]
[null,null,null,null,null,null,null,null,null,null,null,null,null,null,null,null,null,null,null,null,null,null,null,null,null,null,null,null,null,null,null,null,null,null,null,null,null,null,null,null,null,null,null,null,null,null,null,null,null,null,null,null,null,null,null,null,null,null,null,null,null,null,null,null,null,null,null,null,null,null,null,97,null,null,97,null,97,null,null,null,null,null,null,null,null,null,97,null,null,null,null,null,97]
[null,null,null,null,null,null,null,null,null,null,null,null,null,null,null,null,null,null,null,null,null,null,null,null,null,null,null,null,null,null,null,null,null,null,null,null,null,null,null,null,null,null,null,null,null,null,null,null,null,null,null,null,null,null,null,null,null,null,null,null,null,null,null,null,null,null,null,null,null,null,null,98,null,null,98,null,98,null,null,null,null,null,null,null,null,null,null,null,null,null,null,null,98]
[null,null,null,null,null,null,null,null,null,null,null,null,null,null,null,null,null,null,null,null,null,null,null,null,null,null,null,null,null,null,null,null,null,null,null,null,null,null,null,null,null,null,null,null,null,null,null,null,null,null,null,null,null,null,null,null,null,null,null,null,null,null,null,null,null,null,null,null,null,null,null,99,null,null,99,null,99,null,null,null,null,null,null,null,null,null,null,null,null,null,null,null,99]
[null,null,null,null,null,null,null,null,null,null,null,null,null,null,null,null,null,null,null,null,null,null,null,null,null,null,null,null,null,null,null,null,null,null,null,null,null,null,null,null,null,null,null,null,null,null,null,null,null,null,null,null,null,null,null,null,null,null,null,null,null,null,null,null,null,null,null,null,null,null,null,100,null,null,100,null,100,null,null,null,null,null,null,null,null,null,null,null,null,null,null,null,100]
[null,null,null,null,null,null,null,null,null,null,null,null,null,null,null,null,null,null,null,null,null,null,null,null,null,null,null,null,null,null,null,null,null,null,null,null,null,null,null,null,null,null,null,null,null,null,null,null,null,null,null,null,null,null,null,null,null,null,null,null,null,null,null,null,null,null,null,null,null,null,null,101,null,null,101,null,101,null,null,null,null,null,null,null,null,null,null,null,null,null,null,null,101]
[null,null,null,null,null,null,null,null,null,null,null,null,null,null,null,null,null,null,null,null,null,null,null,null,null,null,null,null,null,null,null,null,null,null,null,null,null,null,null,null,null,null,null,null,null,null,null,null,null,null,null,null,null,null,null,null,null,null,null,null,null,null,null,null,null,null,null,null,null,null,null,102,null,null,102,null,102,null,null,null,null,null,null,null,null,null,null,null,null,null,null,null,102]
[null,null,null,null,null,null,null,null,null,null,null,null,null,null,null,null,null,null,null,null,null,null,null,null,null,null,null,null,null,null,null,null,null,null,null,null,null,null,null,null,null,null,null,null,null,null,null,null,null,null,null,null,null,null,null,null,null,null,null,null,null,null,null,null,null,null,null,null,null,null,null,103,null,null,103,null,103,null,null,null,null,null,null,null,null,null,null,null,null,null,null,null,103]
[null,null,null,null,null,null,null,null,null,null,null,null,null,null,null,null,null,null,null,null,null,null,null,null,null,null,null,null,null,null,null,null,null,null,null,null,null,null,null,null,null,null,null,null,null,null,null,null,null,null,null,null,null,null,null,null,null,null,null,null,null,null,null,null,null,null,null,null,null,null,null,104,null,null,104,null,104,null,null,null,null,null,null,null,null,null,null,null,null,null,null,null,104]
[null,null,null,null,null,null,null,null,null,null,null,null,null,null,null,null,null,null,null,null,null,null,null,null,null,null,null,null,null,null,null,null,null,null,null,null,null,null,null,null,null,null,null,null,null,null,null,null,null,null,null,null,null,null,null,null,null,null,null,null,null,null,null,null,null,null,null,null,null,null,null,105,null,null,105,null,105,null,null,null,null,null,null,null,null,null,null,null,null,null,null,null,105]
[null,null,null,null,null,null,null,null,null,null,null,null,null,null,null,null,null,null,null,null,null,null,null,null,null,null,null,null,null,null,null,null,null,null,null,null,null,null,null,null,null,null,null,null,null,null,null,null,null,null,null,null,null,null,null,null,null,null,null,null,null,null,null,null,null,null,null,null,null,null,null,106,null,null,106,null,106,null,null,null,null,null,null,null,null,null,null,null,null,null,null,null,106]
[null,null,null,null,null,null,null,null,null,null,null,null,null,null,null,null,null,null,null,null,null,null,null,null,null,null,null,null,null,null,null,null,null,null,null,null,null,null,null,null,null,null,null,null,null,null,null,null,null,null,null,null,null,null,null,null,null,null,null,null,null,null,null,null,null,null,null,null,null,null,null,107,null,null,107,null,107,null,null,null,null,null,null,null,null,null,null,null,null,null,null,null,107]
[null,null,null,null,null,null,null,null,null,null,null,null,null,null,null,null,null,null,null,null,null,null,null,null,null,null,null,null,null,null,null,null,null,null,null,null,null,null,null,null,null,null,null,null,null,null,null,null,null,null,null,null,null,null,null,null,null,null,null,null,null,null,null,null,null,null,null,null,null,null,null,108,null,null,108,null,108,null,null,null,null,null,null,null,null,null,null,null,null,null,null,null,108]
[null,null,null,null,null,null,null,null,null,null,null,null,null,null,null,null,null,null,null,null,null,null,null,null,null,null,null,null,null,null,null,null,null,null,null,null,null,null,null,null,null,null,null,null,null,null,null,null,null,null,null,null,null,null,null,null,null,null,null,null,null,null,null,null,null,null,null,null,null,null,null,109,null,null,109,null,109,null,null,null,null,null,null,null,null,null,null,null,null,null,null,null,109]
[null,null,null,null,null,null,null,null,null,null,null,null,null,null,null,null,null,null,null,null,null,null,null,null,null,null,null,null,null,null,null,null,null,null,null,null,null,null,null,null,null,null,null,null,null,null,null,null,null,null,null,null,null,null,null,null,null,null,null,null,null,null,null,null,null,null,null,null,null,null,null,110,null,null,110,null,110,null,null,null,null,null,null,null,null,null,null,null,null,null,null,null,110]
[null,null,null,null,null,null,null,null,null,null,null,null,null,null,null,null,null,null,null,null,null,null,null,null,null,null,null,null,null,null,null,null,null,null,null,null,null,null,null,null,null,null,null,null,null,null,null,null,null,null,null,null,null,null,null,null,null,null,null,null,null,null,null,null,null,null,null,null,null,null,null,111,null,null,111,null,111,null,null,null,null,null,null,null,null,null,null,null,null,null,null,null,111]
[null,null,null,null,null,null,null,null,null,null,null,null,null,null,null,null,null,null,null,null,null,null,null,null,null,null,null,null,null,null,null,null,null,null,null,null,null,null,null,null,null,null,null,null,null,null,null,null,null,null,null,null,null,null,null,null,null,null,null,null,null,null,null,null,null,null,null,null,null,null,null,112,null,null,112,null,112,null,null,null,null,null,null,null,null,null,null,null,null,null,null,null,112]
[null,null,null,null,null,null,null,null,null,null,null,null,null,null,null,null,null,null,null,null,null,null,null,null,null,null,null,null,null,null,null,null,null,null,null,null,null,null,null,null,null,null,null,null,null,null,null,null,null,null,null,null,null,null,null,null,null,null,null,null,null,null,null,null,null,null,null,null,null,null,null,113,null,null,113,null,113,null,null,null,null,null,null,null,null,null,null,null,null,null,null,null,113]
[null,null,null,null,null,null,null,null,null,null,null,null,null,null,null,null,null,null,null,null,null,null,null,null,null,null,null,null,null,null,null,null,null,null,null,null,null,null,null,null,null,null,null,null,null,null,null,null,null,null,null,null,null,null,null,null,null,null,null,null,null,null,null,null,null,null,null,null,null,null,null,114,null,null,114,null,114,null,null,null,null,null,null,null,null,null,null,null,null,null,null,null,114]
[null,null,null,null,null,null,null,null,null,null,null,null,null,null,null,null,null,null,null,null,null,null,null,null,null,null,null,null,null,null,null,null,null,null,null,null,null,null,null,null,null,null,null,null,null,null,null,null,null,null,null,null,null,null,null,null,null,null,null,null,null,null,null,null,null,null,null,null,null,null,null,115,null,null,115,null,115,null,null,null,null,null,null,null,null,null,null,null,null,null,null,null,115]
[null,null,null,null,null,null,null,null,null,null,null,null,null,null,null,null,null,null,null,null,null,null,null,null,null,null,null,null,null,null,null,null,null,null,null,null,null,null,null,null,null,null,null,null,null,null,null,null,null,null,null,null,null,null,null,null,null,null,null,null,null,null,null,null,null,null,null,null,null,null,null,116,null,null,116,null,116,null,null,null,null,null,null,null,null,null,null,null,null,null,null,null,116]
[null,null,null,null,null,null,null,null,null,null,null,null,null,null,null,null,null,null,null,null,null,null,null,null,null,null,null,null,null,null,null,null,null,null,null,null,null,null,null,null,null,null,null,null,null,null,null,null,null,null,null,null,null,null,null,null,null,null,null,null,null,null,null,null,null,null,null,null,null,null,null,117,null,null,117,null,117,null,null,null,null,null,null,null,null,null,null,null,null,null,null,null,117]
[null,null,null,null,null,null,null,null,null,null,null,null,null,null,null,null,null,null,null,null,null,null,null,null,null,null,null,null,null,null,null,null,null,null,null,null,null,null,null,null,null,null,null,null,null,null,null,null,null,null,null,null,null,null,null,null,null,null,null,null,null,null,null,null,null,null,null,null,null,null,null,118,null,null,118,null,118,null,null,null,null,null,null,null,null,null,null,null,null,null,null,null,118]
[null,null,null,null,null,null,null,null,null,null,null,null,null,null,null,null,null,null,null,null,null,null,null,null,null,null,null,null,null,null,null,null,null,null,null,null,null,null,null,null,null,null,null,null,null,null,null,null,null,null,null,null,null,null,null,null,null,null,null,null,null,null,null,null,null,null,null,null,null,null,null,119,null,null,119,null,119,null,null,null,null,null,null,null,null,null,null,null,null,null,null,null,119]
[null,null,null,null,null,null,null,null,null,null,null,null,null,null,null,null,null,null,null,null,null,null,null,null,null,null,null,null,null,null,null,null,null,null,null,null,null,null,null,null,null,null,null,null,null,null,null,null,null,null,null,null,null,null,null,null,null,null,null,null,null,null,null,null,null,null,null,null,null,null,null,120,null,null,120,null,120,null,null,null,null,null,null,null,null,null,null,null,null,null,null,null,120]
[null,null,null,null,null,null,null,null,null,null,null,null,null,null,null,null,null,null,null,null,null,null,null,null,null,null,null,null,null,null,null,null,null,null,null,null,null,null,null,null,null,null,null,null,null,null,null,null,null,null,null,null,null,null,null,null,null,null,null,null,null,null,null,null,null,null,null,null,null,null,null,121,null,null,121,null,121,null,null,null,null,null,null,null,null,null,null,null,null,null,null,null,121]
[null,null,null,null,null,null,null,null,null,null,null,null,null,null,null,null,null,null,null,null,null,null,null,null,null,null,null,null,null,null,null,null,null,null,null,null,null,null,null,null,null,null,null,null,null,null,null,null,null,null,null,null,null,null,null,null,null,null,null,null,null,null,null,null,null,null,null,null,null,null,null,122,null,null,122,null,122,null,null,null,null,null,null,null,null,null,null,null,null,null,null,null,122]
[null,null,null,null,null,null,null,null,null,null,null,null,null,null,null,null,null,null,null,null,null,null,null,null,null,null,null,null,null,null,null,null,null,null,null,null,null,null,null,null,null,null,null,null,null,null,null,null,null,null,null,null,null,null,null,null,null,null,null,null,null,null,null,null,null,null,null,null,null,null,null,123,null,null,123,null,123,null,null,null,null,null,null,null,null,null,null,null,null,null,null,null,123]
[null,null,null,null,null,null,null,null,null,null,null,null,null,null,null,null,null,null,null,null,null,null,null,null,null,null,null,null,null,null,null,null,null,null,null,null,null,null,null,null,null,null,null,null,null,null,null,null,null,null,null,null,null,null,null,null,null,null,null,null,null,null,null,null,null,null,null,null,null,null,null,124,null,null,124,null,124,null,null,null,null,null,null,null,null,null,null,null,null,null,null,null,124]
[null,null,null,null,null,null,null,null,null,null,null,null,null,null,null,null,null,null,null,null,null,null,null,null,null,null,null,null,null,null,null,null,null,null,null,null,null,null,null,null,null,null,null,null,null,null,null,null,null,null,null,null,null,null,null,null,null,null,null,null,null,null,null,null,null,null,null,null,null,null,null,125,null,null,125,null,125,null,null,null,null,null,null,null,null,null,null,null,null,null,null,null,125]
[null,null,null,null,null,null,null,null,null,null,null,null,null,null,null,null,null,null,null,null,null,null,null,null,null,null,null,null,null,null,null,null,null,null,null,null,null,null,null,null,null,null,null,null,null,null,null,null,null,null,null,null,null,null,null,null,null,null,null,null,null,null,null,null,null,null,null,null,null,null,null,126,null,null,126,null,126,null,null,null,null,null,null,null,null,null,null,null,null,null,null,null,126]
[null,null,null,null,null,null,null,null,null,null,null,null,null,null,null,null,null,null,null,null,null,null,null,null,null,null,null,null,null,null,null,null,null,null,null,null,null,null,null,null,null,null,null,null,null,null,null,null,null,null,null,null,null,null,null,null,null,null,null,null,null,null,null,null,null,null,null,null,null,null,null,127,null,null,127,null,127,null,null,null,null,null,null,null,null,null,null,null,null,null,null,null,127]
[null,null,null,null,null,null,null,null,null,null,null,null,null,null,null,null,null,null,null,null,null,null,null,null,null,null,null,null,null,null,null,null,null,null,null,null,null,null,null,null,null,null,null,null,null,null,null,null,null,null,null,null,null,null,null,null,null,null,null,null,null,null,null,null,null,null,null,null,null,null,null,128,null,null,128,null,128,null,null,null,null,null,null,null,null,null,null,null,null,null,null,null,128]
[null,null,null,null,null,null,null,null,null,null,null,null,null,null,null,null,null,null,null,null,null,null,null,null,null,null,null,null,null,null,null,null,null,null,null,null,null,null,null,null,null,null,null,null,null,null,null,null,null,null,null,null,null,null,null,null,null,null,null,null,null,null,null,null,null,null,null,null,null,null,null,129,null,null,129,null,129,null,null,null,null,null,null,null,null,null,null,null,null,null,null,null,129]
[null,null,null,null,null,null,null,null,null,null,null,null,null,null,null,null,null,null,null,null,null,null,null,null,null,null,null,null,null,null,null,null,null,null,null,null,null,null,null,null,null,null,null,null,null,null,null,null,null,null,null,null,null,null,null,null,null,null,null,null,null,null,null,null,null,null,null,null,null,null,null,130,null,null,130,null,130,null,null,null,null,null,null,null,null,null,null,null,null,null,null,null,130]
[null,null,null,null,null,null,null,null,null,null,null,null,null,null,null,null,null,null,null,null,null,null,null,null,null,null,null,null,null,null,null,null,null,null,null,null,null,null,null,null,null,null,null,null,null,null,null,null,null,null,null,null,null,null,null,null,null,null,null,null,null,null,null,null,null,null,null,null,null,null,null,131,null,null,131,null,131,null,null,null,null,null,null,null,null,null,null,null,null,null,null,null,131]
[null,null,null,null,null,null,null,null,null,null,null,null,null,null,null,null,null,null,null,null,null,null,null,null,null,null,null,null,null,null,null,null,null,null,null,null,null,null,null,null,null,null,null,null,null,null,null,null,null,null,null,null,null,null,null,null,null,null,null,null,null,null,null,null,null,null,null,null,null,null,null,132,null,null,132,null,132,null,null,null,null,null,null,null,null,null,null,null,null,null,null,null,132]
[null,null,null,null,null,null,null,null,null,null,null,null,null,null,null,null,null,null,null,null,null,null,null,null,null,null,null,null,null,null,null,null,null,null,null,null,null,null,null,null,null,null,null,null,null,null,null,null,null,null,null,null,null,null,null,null,null,null,null,null,null,null,null,null,null,null,null,null,null,null,null,133,null,null,133,null,133,null,null,null,null,null,null,null,null,null,null,null,null,null,null,null,133]
[null,null,null,null,null,null,null,null,null,null,null,null,null,null,null,null,null,null,null,null,null,null,null,null,null,null,null,null,null,null,null,null,null,null,null,null,null,null,null,null,null,null,null,null,null,null,null,null,null,null,null,null,null,null,null,null,null,null,null,null,null,null,null,null,null,null,null,null,null,null,null,134,null,null,134,null,134,null,null,null,null,null,null,null,null,null,null,null,null,null,null,null,134]
[null,null,null,null,null,null,null,null,null,null,null,null,null,null,null,null,null,null,null,null,null,null,null,null,null,null,null,null,null,null,null,null,null,null,null,null,null,null,null,null,null,null,null,null,null,null,null,null,null,null,null,null,null,null,null,null,null,null,null,null,null,null,null,null,null,null,null,null,null,null,null,135,null,null,135,null,135,null,null,null,null,null,null,null,null,null,null,null,null,null,null,null,135]
[null,null,null,null,null,null,null,null,null,null,null,null,null,null,null,null,null,null,null,null,null,null,null,null,null,null,null,null,null,null,null,null,null,null,null,null,null,null,null,null,null,null,null,null,null,null,null,null,null,null,null,null,null,null,null,null,null,null,null,null,null,null,null,null,null,null,null,null,null,null,null,136,null,null,136,null,null,null,null,null,null,null,null,null,null,null,null,null,null,null,null,null,136]
[null,null,null,null,null,null,null,null,null,null,null,null,null,null,null,null,null,null,null,null,null,null,null,null,null,null,null,null,null,null,null,null,null,null,null,null,null,null,null,null,null,null,null,null,null,null,null,null,null,null,null,null,null,null,null,null,null,null,null,null,null,null,null,null,null,null,null,null,null,null,null,137,null,null,137,null,null,null,null,null,null,null,null,null,null,null,null,null,null,null,null,null,137]
[null,null,null,null,null,null,null,null,null,null,null,null,null,null,null,null,null,null,null,null,null,null,null,null,null,null,null,null,null,null,null,null,null,null,null,null,null,null,null,null,null,null,null,null,null,null,null,null,null,null,null,null,null,null,null,null,null,null,null,null,null,null,null,null,null,null,null,null,null,null,null,138,null,null,138,null,null,null,null,null,null,null,null,null,null,null,null,null,null,null,null,null,138]
[null,null,null,null,null,null,null,null,null,null,null,null,null,null,null,null,null,null,null,null,null,null,null,null,null,null,null,null,null,null,null,null,null,null,null,null,null,null,null,null,null,null,null,null,null,null,null,null,null,null,null,null,null,null,null,null,null,null,null,null,null,null,null,null,null,null,null,null,null,null,null,139,null,null,139,null,null,null,null,null,null,null,null,null,null,null,null,null,null,null,null,null,139]
[null,null,null,null,null,null,null,null,null,null,null,null,null,null,null,null,null,null,null,null,null,null,null,null,null,null,null,null,null,null,null,null,null,null,null,null,null,null,null,null,null,null,null,null,null,null,null,null,null,null,null,null,null,null,null,null,null,null,null,null,null,null,null,null,null,null,null,null,null,null,null,140,null,null,140,null,null,null,null,null,null,null,null,null,null,null,null,null,null,null,null,null,140]
[null,null,null,null,null,null,null,null,null,null,null,null,null,null,null,null,null,null,null,null,null,null,null,null,null,null,null,null,null,null,null,null,null,null,null,null,null,null,null,null,null,null,null,null,null,null,null,null,null,null,null,null,null,null,null,null,null,null,null,null,null,null,null,null,null,null,null,null,null,null,null,141,null,null,141,null,null,null,null,null,null,null,null,null,null,null,null,null,null,null,null,null,141]
[null,null,null,null,null,null,null,null,null,null,null,null,null,null,null,null,null,null,null,null,null,null,null,null,null,null,null,null,null,null,null,null,null,null,null,null,null,null,null,null,null,null,null,null,null,null,null,null,null,null,null,null,null,null,null,null,null,null,null,null,null,null,null,null,null,null,null,null,null,null,null,142,null,null,142,null,null,null,null,null,null,null,null,null,null,null,null,null,null,null,null,null,142]
[null,null,null,null,null,null,null,null,null,null,null,null,null,null,null,null,null,null,null,null,null,null,null,null,null,null,null,null,null,null,null,null,null,null,null,null,null,null,null,null,null,null,null,null,null,null,null,null,null,null,null,null,null,null,null,null,null,null,null,null,null,null,null,null,null,null,null,null,null,null,null,143,null,null,143,null,null,null,null,null,null,null,null,null,null,null,null,null,null,null,null,null,143]
[null,null,null,null,null,null,null,null,null,null,null,null,null,null,null,null,null,null,null,null,null,null,null,null,null,null,null,null,null,null,null,null,null,null,null,null,null,null,null,null,null,null,null,null,null,null,null,null,null,null,null,null,null,null,null,null,null,null,null,null,null,null,null,null,null,null,null,null,null,null,null,144,null,null,144,null,null,null,null,null,null,null,null,null,null,null,null,null,null,null,null,null,144]
[null,null,null,null,null,null,null,null,null,null,null,null,null,null,null,null,null,null,null,null,null,null,null,null,null,null,null,null,null,null,null,null,null,null,null,null,null,null,null,null,null,null,null,null,null,null,null,null,null,null,null,null,null,null,null,null,null,null,null,null,null,null,null,null,null,null,null,null,null,null,null,145,null,null,145,null,null,null,null,null,null,null,null,null,null,null,null,null,null,null,null,null,145]
[null,null,null,null,null,null,null,null,null,null,null,null,null,null,null,null,null,null,null,null,null,null,null,null,null,null,null,null,null,null,null,null,null,null,null,null,null,null,null,null,null,null,null,null,null,null,null,null,null,null,null,null,null,null,null,null,null,null,null,null,null,null,null,null,null,null,null,null,null,null,null,146,null,null,146,null,null,null,null,null,null,null,null,null,null,null,null,null,null,null,null,null,146]
[null,null,null,null,null,null,null,null,null,null,null,null,null,null,null,null,null,null,null,null,null,null,null,null,null,null,null,null,null,null,null,null,null,null,null,null,null,null,null,null,null,null,null,null,null,null,null,null,null,null,null,null,null,null,null,null,null,null,null,null,null,null,null,null,null,null,null,null,null,null,null,147,null,null,147,null,null,null,null,null,null,null,null,null,null,null,null,null,null,null,null,null,147]
[null,null,null,null,null,null,null,null,null,null,null,null,null,null,null,null,null,null,null,null,null,null,null,null,null,null,null,null,null,null,null,null,null,null,null,null,null,null,null,null,null,null,null,null,null,null,null,null,null,null,null,null,null,null,null,null,null,null,null,null,null,null,null,null,null,null,null,null,null,null,null,148,null,null,148,null,null,null,null,null,null,null,null,null,null,null,null,null,null,null,null,null,148]
[null,null,null,null,null,null,null,null,null,null,null,null,null,null,null,null,null,null,null,null,null,null,null,null,null,null,null,null,null,null,null,null,null,null,null,null,null,null,null,null,null,null,null,null,null,null,null,null,null,null,null,null,null,null,null,null,null,null,null,null,null,null,null,null,null,null,null,null,null,null,null,149,null,null,149,null,null,null,null,null,null,null,null,null,null,null,null,null,null,null,null,null,149]
[null,null,null,null,null,null,null,null,null,null,null,null,null,null,null,null,null,null,null,null,null,null,null,null,null,null,null,null,null,null,null,null,null,null,null,null,null,null,null,null,null,null,null,null,null,null,null,null,null,null,null,null,null,null,null,null,null,null,null,null,null,null,null,null,null,null,null,null,null,null,null,150,null,null,150,null,null,null,null,null,null,null,null,null,null,null,null,null,null,null,null,null,150]
[null,null,null,null,null,null,null,null,null,null,null,null,null,null,null,null,null,null,null,null,null,null,null,null,null,null,null,null,null,null,null,null,null,null,null,null,null,null,null,null,null,null,null,null,null,null,null,null,null,null,null,null,null,null,null,null,null,null,null,null,null,null,null,null,null,null,null,null,null,null,null,151,null,null,151,null,null,null,null,null,null,null,null,null,null,null,null,null,null,null,null,null,151]
[null,null,null,null,null,null,null,null,null,null,null,null,null,null,null,null,null,null,null,null,null,null,null,null,null,null,null,null,null,null,null,null,null,null,null,null,null,null,null,null,null,null,null,null,null,null,null,null,null,null,null,null,null,null,null,null,null,null,null,null,null,null,null,null,null,null,null,null,null,null,null,152,null,null,152,null,null,null,null,null,null,null,null,null,null,null,null,null,null,null,null,null,152]
[null,null,null,null,null,null,null,null,null,null,null,null,null,null,null,null,null,null,null,null,null,null,null,null,null,null,null,null,null,null,null,null,null,null,null,null,null,null,null,null,null,null,null,null,null,null,null,null,null,null,null,null,null,null,null,null,null,null,null,null,null,null,null,null,null,null,null,null,null,null,null,153,null,null,153,null,null,null,null,null,null,null,null,null,null,null,null,null,null,null,null,null,153]
[null,null,null,null,null,null,null,null,null,null,null,null,null,null,null,null,null,null,null,null,null,null,null,null,null,null,null,null,null,null,null,null,null,null,null,null,null,null,null,null,null,null,null,null,null,null,null,null,null,null,null,null,null,null,null,null,null,null,null,null,null,null,null,null,null,null,null,null,null,null,null,154,null,null,154,null,null,null,null,null,null,null,null,null,null,null,null,null,null,null,null,null,154]
[null,null,null,null,null,null,null,null,null,null,null,null,null,null,null,null,null,null,null,null,null,null,null,null,null,null,null,null,null,null,null,null,null,null,null,null,null,null,null,null,null,null,null,null,null,null,null,null,null,null,null,null,null,null,null,null,null,null,null,null,null,null,null,null,null,null,null,null,null,null,null,155,null,null,155,null,null,null,null,null,null,null,null,null,null,null,null,null,null,null,null,null,155]
[null,null,null,null,null,null,null,null,null,null,null,null,null,null,null,null,null,null,null,null,null,null,null,null,null,null,null,null,null,null,null,null,null,null,null,null,null,null,null,null,null,null,null,null,null,null,null,null,null,null,null,null,null,null,null,null,null,null,null,null,null,null,null,null,null,null,null,null,null,null,null,156,null,null,156,null,null,null,null,null,null,null,null,null,null,null,null,null,null,null,null,null,156]
[null,null,null,null,null,null,null,null,null,null,null,null,null,null,null,null,null,null,null,null,null,null,null,null,null,null,null,null,null,null,null,null,null,null,null,null,null,null,null,null,null,null,null,null,null,null,null,null,null,null,null,null,null,null,null,null,null,null,null,null,null,null,null,null,null,null,null,null,null,null,null,157,null,null,157,null,null,null,null,null,null,null,null,null,null,null,null,null,null,null,null,null,157]
[null,null,null,null,null,null,null,null,null,null,null,null,null,null,null,null,null,null,null,null,null,null,null,null,null,null,null,null,null,null,null,null,null,null,null,null,null,null,null,null,null,null,null,null,null,null,null,null,null,null,null,null,null,null,null,null,null,null,null,null,null,null,null,null,null,null,null,null,null,null,null,158,null,null,158,null,null,null,null,null,null,null,null,null,null,null,null,null,null,null,null,null,158]
[null,null,null,null,null,null,null,null,null,null,null,null,null,null,null,null,null,null,null,null,null,null,null,null,null,null,null,null,null,null,null,null,null,null,null,null,null,null,null,null,null,null,null,null,null,null,null,null,null,null,null,null,null,null,null,null,null,null,null,null,null,null,null,null,null,null,null,null,null,null,null,159,null,null,159,null,null,null,null,null,null,null,null,null,null,null,null,null,null,null,null,null,159]
[null,null,null,null,null,null,null,null,null,null,null,null,null,null,null,null,null,null,null,null,null,null,null,null,null,null,null,null,null,null,null,null,null,null,null,null,null,null,null,null,null,null,null,null,null,null,null,null,null,null,null,null,null,null,null,null,null,null,null,null,null,null,null,null,null,null,null,null,null,null,null,160,null,null,160,null,null,null,null,null,null,null,null,null,null,null,null,null,null,null,null,null,160]
[null,null,null,null,null,null,null,null,null,null,null,null,null,null,null,null,null,null,null,null,null,null,null,null,null,null,null,null,null,null,null,null,null,null,null,null,null,null,null,null,null,null,null,null,null,null,null,null,null,null,null,null,null,null,null,null,null,null,null,null,null,null,null,null,null,null,null,null,null,null,null,161,null,null,161,null,null,null,null,null,null,null,null,null,null,null,null,null,null,null,null,null,161]
[null,null,null,null,null,null,null,null,null,null,null,null,null,null,null,null,null,null,null,null,null,null,null,null,null,null,null,null,null,null,null,null,null,null,null,null,null,null,null,null,null,null,null,null,null,null,null,null,null,null,null,null,null,null,null,null,null,null,null,null,null,null,null,null,null,null,null,null,null,null,null,162,null,null,162,null,null,null,null,null,null,null,null,null,null,null,null,null,null,null,null,null,162]
[null,null,null,null,null,null,null,null,null,null,null,null,null,null,null,null,null,null,null,null,null,null,null,null,null,null,null,null,null,null,null,null,null,null,null,null,null,null,null,null,null,null,null,null,null,null,null,null,null,null,null,null,null,null,null,null,null,null,null,null,null,null,null,null,null,null,null,null,null,null,null,163,null,null,163,null,null,null,null,null,null,null,null,null,null,null,null,null,null,null,null,null,163]
[null,null,null,null,null,null,null,null,null,null,null,null,null,null,null,null,null,null,null,null,null,null,null,null,null,null,null,null,null,null,null,null,null,null,null,null,null,null,null,null,null,null,null,null,null,null,null,null,null,null,null,null,null,null,null,null,null,null,null,null,null,null,null,null,null,null,null,null,null,null,null,164,null,null,164,null,null,null,null,null,null,null,null,null,null,null,null,null,null,null,null,null,164]
[null,null,null,null,null,null,null,null,null,null,null,null,null,null,null,null,null,null,null,null,null,null,null,null,null,null,null,null,null,null,null,null,null,null,null,null,null,null,null,null,null,null,null,null,null,null,null,null,null,null,null,null,null,null,null,null,null,null,null,null,null,null,null,null,null,null,null,null,null,null,null,165,null,null,165,null,null,null,null,null,null,null,null,null,null,null,null,null,null,null,null,null,165]
[null,null,null,null,null,null,null,null,null,null,null,null,null,null,null,null,null,null,null,null,null,null,null,null,null,null,null,null,null,null,null,null,null,null,null,null,null,null,null,null,null,null,null,null,null,null,null,null,null,null,null,null,null,null,null,null,null,null,null,null,null,null,null,null,null,null,null,null,null,null,null,166,null,null,166,null,null,null,null,null,null,null,null,null,null,null,null,null,null,null,null,null,166]
[null,null,null,null,null,null,null,null,null,null,null,null,null,null,null,null,null,null,null,null,null,null,null,null,null,null,null,null,null,null,null,null,null,null,null,null,null,null,null,null,null,null,null,null,null,null,null,null,null,null,null,null,null,null,null,null,null,null,null,null,null,null,null,null,null,null,null,null,null,null,null,167,null,null,167,null,null,null,null,null,null,null,null,null,null,null,null,null,null,null,null,null,167]
[null,null,null,null,null,null,null,null,null,null,null,null,null,null,null,null,null,null,null,null,null,null,null,null,null,null,null,null,null,null,null,null,null,null,null,null,null,null,null,null,null,null,null,null,null,null,null,null,null,null,null,null,null,null,null,null,null,null,null,null,null,null,null,null,null,null,null,null,null,null,null,null,null,null,168,null,null,null,null,null,null,null,null,null,null,null,null,null,null,null,null,null,168]
[null,null,null,null,null,null,null,null,null,null,null,null,null,null,null,null,null,null,null,null,null,null,null,null,null,null,null,null,null,null,null,null,null,null,null,null,null,null,null,null,null,null,null,null,null,null,null,null,null,null,null,null,null,null,null,null,null,null,null,null,null,null,null,null,null,null,null,null,null,null,null,null,null,null,169,null,null,null,null,null,null,null,null,null,null,null,null,null,null,null,null,null,169]
[null,null,null,null,null,null,null,null,null,null,null,null,null,null,null,null,null,null,null,null,null,null,null,null,null,null,null,null,null,null,null,null,null,null,null,null,null,null,null,null,null,null,null,null,null,null,null,null,null,null,null,null,null,null,null,null,null,null,null,null,null,null,null,null,null,null,null,null,null,null,null,null,null,null,170,null,null,null,null,null,null,null,null,null,null,null,null,null,null,null,null,null,170]
[null,null,null,null,null,null,null,null,null,null,null,null,null,null,null,null,null,null,null,null,null,null,null,null,null,null,null,null,null,null,null,null,null,null,null,null,null,null,null,null,null,null,null,null,null,null,null,null,null,null,null,null,null,null,null,null,null,null,null,null,null,null,null,null,null,null,null,null,null,null,null,null,null,null,171,null,null,null,null,null,null,null,null,null,null,null,null,null,null,null,null,null,171]
[null,null,null,null,null,null,null,null,null,null,null,null,null,null,null,null,null,null,null,null,null,null,null,null,null,null,null,null,null,null,null,null,null,null,null,null,null,null,null,null,null,null,null,null,null,null,null,null,null,null,null,null,null,null,null,null,null,null,null,null,null,null,null,null,null,null,null,null,null,null,null,null,null,null,172,null,null,null,null,null,null,null,null,null,null,null,null,null,null,null,null,null,172]
[null,null,null,null,null,null,null,null,null,null,null,null,null,null,null,null,null,null,null,null,null,null,null,null,null,null,null,null,null,null,null,null,null,null,null,null,null,null,null,null,null,null,null,null,null,null,null,null,null,null,null,null,null,null,null,null,null,null,null,null,null,null,null,null,null,null,null,null,null,null,null,null,null,null,173,null,null,null,null,null,null,null,null,null,null,null,null,null,null,null,null,null,173]
[null,null,null,null,null,null,null,null,null,null,null,null,null,null,null,null,null,null,null,null,null,null,null,null,null,null,null,null,null,null,null,null,null,null,null,null,null,null,null,null,null,null,null,null,null,null,null,null,null,null,null,null,null,null,null,null,null,null,null,null,null,null,null,null,null,null,null,null,null,null,null,null,null,null,174,null,null,null,null,null,null,null,null,null,null,null,null,null,null,null,null,null,174]
[null,null,null,null,null,null,null,null,null,null,null,null,null,null,null,null,null,null,null,null,null,null,null,null,null,null,null,null,null,null,null,null,null,null,null,null,null,null,null,null,null,null,null,null,null,null,null,null,null,null,null,null,null,null,null,null,null,null,null,null,null,null,null,null,null,null,null,null,null,null,null,null,null,null,175,null,null,null,null,null,null,null,null,null,null,null,null,null,null,null,null,null,175]
[null,null,null,null,null,null,null,null,null,null,null,null,null,null,null,null,null,null,null,null,null,null,null,null,null,null,null,null,null,null,null,null,null,null,null,null,null,null,null,null,null,null,null,null,null,null,null,null,null,null,null,null,null,null,null,null,null,null,null,null,null,null,null,null,null,null,null,null,null,null,null,null,null,null,176,null,null,null,null,null,null,null,null,null,null,null,null,null,null,null,null,null,176]
[null,null,null,null,null,null,null,null,null,null,null,null,null,null,null,null,null,null,null,null,null,null,null,null,null,null,null,null,null,null,null,null,null,null,null,null,null,null,null,null,null,null,null,null,null,null,null,null,null,null,null,null,null,null,null,null,null,null,null,null,null,null,null,null,null,null,null,null,null,null,null,null,null,null,177,null,null,null,null,null,null,null,null,null,null,null,null,null,null,null,null,null,177]
[null,null,null,null,null,null,null,null,null,null,null,null,null,null,null,null,null,null,null,null,null,null,null,null,null,null,null,null,null,null,null,null,null,null,null,null,null,null,null,null,null,null,null,null,null,null,null,null,null,null,null,null,null,null,null,null,null,null,null,null,null,null,null,null,null,null,null,null,null,null,null,null,null,null,178,null,null,null,null,null,null,null,null,null,null,null,null,null,null,null,null,null,178]
[null,null,null,null,null,null,null,null,null,null,null,null,null,null,null,null,null,null,null,null,null,null,null,null,null,null,null,null,null,null,null,null,null,null,null,null,null,null,null,null,null,null,null,null,null,null,null,null,null,null,null,null,null,null,null,null,null,null,null,null,null,null,null,null,null,null,null,null,null,null,null,null,null,null,179,null,null,null,null,null,null,null,null,null,null,null,null,null,null,null,null,null,179]
[null,null,null,null,null,null,null,null,null,null,null,null,null,null,null,null,null,null,null,null,null,null,null,null,null,null,null,null,null,null,null,null,null,null,null,null,null,null,null,null,null,null,null,null,null,null,null,null,null,null,null,null,null,null,null,null,null,null,null,null,null,null,null,null,null,null,null,null,null,null,null,null,null,null,180,null,null,null,null,null,null,null,null,null,null,null,null,null,null,null,null,null,180]
[null,null,null,null,null,null,null,null,null,null,null,null,null,null,null,null,null,null,null,null,null,null,null,null,null,null,null,null,null,null,null,null,null,null,null,null,null,null,null,null,null,null,null,null,null,null,null,null,null,null,null,null,null,null,null,null,null,null,null,null,null,null,null,null,null,null,null,null,null,null,null,null,null,null,181,null,null,null,null,null,null,null,null,null,null,null,null,null,null,null,null,null,181]
[null,null,null,null,null,null,null,null,null,null,null,null,null,null,null,null,null,null,null,null,null,null,null,null,null,null,null,null,null,null,null,null,null,null,null,null,null,null,null,null,null,null,null,null,null,null,null,null,null,null,null,null,null,null,null,null,null,null,null,null,null,null,null,null,null,null,null,null,null,null,null,null,null,null,182,null,null,null,null,null,null,null,null,null,null,null,null,null,null,null,null,null,182]
[null,null,null,null,null,null,null,null,null,null,null,null,null,null,null,null,null,null,null,null,null,null,null,null,null,null,null,null,null,null,null,null,null,null,null,null,null,null,null,null,null,null,null,null,null,null,null,null,null,null,null,null,null,null,null,null,null,null,null,null,null,null,null,null,null,null,null,null,null,null,null,null,null,null,183,null,null,null,null,null,null,null,null,null,null,null,null,null,null,null,null,null,183]
[null,null,null,null,null,null,null,null,null,null,null,null,null,null,null,null,null,null,null,null,null,null,null,null,null,null,null,null,null,null,null,null,null,null,null,null,null,null,null,null,null,null,null,null,null,null,null,null,null,null,null,null,null,null,null,null,null,null,null,null,null,null,null,null,null,null,null,null,null,null,null,null,null,null,184,null,null,null,null,null,null,null,null,null,null,null,null,null,null,null,null,null,184]
[null,null,null,null,null,null,null,null,null,null,null,null,null,null,null,null,null,null,null,null,null,null,null,null,null,null,null,null,null,null,null,null,null,null,null,null,null,null,null,null,null,null,null,null,null,null,null,null,null,null,null,null,null,null,null,null,null,null,null,null,null,null,null,null,null,null,null,null,null,null,null,null,null,null,185,null,null,null,null,null,null,null,null,null,null,null,null,null,null,null,null,null,185]
[null,null,null,null,null,null,null,null,null,null,null,null,null,null,null,null,null,null,null,null,null,null,null,null,null,null,null,null,null,null,null,null,null,null,null,null,null,null,null,null,null,null,null,null,null,null,null,null,null,null,null,null,null,null,null,null,null,null,null,null,null,null,null,null,null,null,null,null,null,null,null,null,null,null,186,null,null,null,null,null,null,null,null,null,null,null,null,null,null,null,null,null,186]
[null,null,null,null,null,null,null,null,null,null,null,null,null,null,null,null,null,null,null,null,null,null,null,null,null,null,null,null,null,null,null,null,null,null,null,null,null,null,null,null,null,null,null,null,null,null,null,null,null,null,null,null,null,null,null,null,null,null,null,null,null,null,null,null,null,null,null,null,null,null,null,null,null,null,187,null,null,null,null,null,null,null,null,null,null,null,null,null,null,null,null,null,187]
[null,null,null,null,null,null,null,null,null,null,null,null,null,null,null,null,null,null,null,null,null,null,null,null,null,null,null,null,null,null,null,null,null,null,null,null,null,null,null,null,null,null,null,null,null,null,null,null,null,null,null,null,null,null,null,null,null,null,null,null,null,null,null,null,null,null,null,null,null,null,null,null,null,null,188,null,null,null,null,null,null,null,null,null,null,null,null,null,null,null,null,null,188]
[null,null,null,null,null,null,null,null,null,null,null,null,null,null,null,null,null,null,null,null,null,null,null,null,null,null,null,null,null,null,null,null,null,null,null,null,null,null,null,null,null,null,null,null,null,null,null,null,null,null,null,null,null,null,null,null,null,null,null,null,null,null,null,null,null,null,null,null,null,null,null,null,null,null,189,null,null,null,null,null,null,null,null,null,null,null,null,null,null,null,null,null,189]
[null,null,null,null,null,null,null,null,null,null,null,null,null,null,null,null,null,null,null,null,null,null,null,null,null,null,null,null,null,null,null,null,null,null,null,null,null,null,null,null,null,null,null,null,null,null,null,null,null,null,null,null,null,null,null,null,null,null,null,null,null,null,null,null,null,null,null,null,null,null,null,null,null,null,190,null,null,null,null,null,null,null,null,null,null,null,null,null,null,null,null,null,190]
[null,null,null,null,null,null,null,null,null,null,null,null,null,null,null,null,null,null,null,null,null,null,null,null,null,null,null,null,null,null,null,null,null,null,null,null,null,null,null,null,null,null,null,null,null,null,null,null,null,null,null,null,null,null,null,null,null,null,null,null,null,null,null,null,null,null,null,null,null,null,null,null,null,null,191,null,null,null,null,null,null,null,null,null,null,null,null,null,null,null,null,null,191]
[null,null,null,null,null,null,null,null,null,null,null,null,null,null,null,null,null,null,null,null,null,null,null,null,null,null,null,null,null,null,null,null,null,null,null,null,null,null,null,null,null,null,null,null,null,null,null,null,null,null,null,null,null,null,null,null,null,null,null,null,null,null,null,null,null,null,null,null,null,null,null,null,null,null,192,null,null,null,null,null,null,null,null,null,null,null,null,null,null,null,null,null,192]
[null,null,null,null,null,null,null,null,null,null,null,null,null,null,null,null,null,null,null,null,null,null,null,null,null,null,null,null,null,null,null,null,null,null,null,null,null,null,null,null,null,null,null,null,null,null,null,null,null,null,null,null,null,null,null,null,null,null,null,null,null,null,null,null,null,null,null,null,null,null,null,null,null,null,193,null,null,null,null,null,null,null,null,null,null,null,null,null,null,null,null,null,193]
[null,null,null,null,null,null,null,null,null,null,null,null,null,null,null,null,null,null,null,null,null,null,null,null,null,null,null,null,null,null,null,null,null,null,null,null,null,null,null,null,null,null,null,null,null,null,null,null,null,null,null,null,null,null,null,null,null,null,null,null,null,null,null,null,null,null,null,null,null,null,null,null,null,null,194,null,null,null,null,null,null,null,null,null,null,null,null,null,null,null,null,null,194]
[null,null,null,null,null,null,null,null,null,null,null,null,null,null,null,null,null,null,null,null,null,null,null,null,null,null,null,null,null,null,null,null,null,null,null,null,null,null,null,null,null,null,null,null,null,null,null,null,null,null,null,null,null,null,null,null,null,null,null,null,null,null,null,null,null,null,null,null,null,null,null,null,null,null,195,null,null,null,null,null,null,null,null,null,null,null,null,null,null,null,null,null,195]
[null,null,null,null,null,null,null,null,null,null,null,null,null,null,null,null,null,null,null,null,null,null,null,null,null,null,null,null,null,null,null,null,null,null,null,null,null,null,null,null,null,null,null,null,null,null,null,null,null,null,null,null,null,null,null,null,null,null,null,null,null,null,null,null,null,null,null,null,null,null,null,null,null,null,196,null,null,null,null,null,null,null,null,null,null,null,null,null,null,null,null,null,196]
[null,null,null,null,null,null,null,null,null,null,null,null,null,null,null,null,null,null,null,null,null,null,null,null,null,null,null,null,null,null,null,null,null,null,null,null,null,null,null,null,null,null,null,null,null,null,null,null,null,null,null,null,null,null,null,null,null,null,null,null,null,null,null,null,null,null,null,null,null,null,null,null,null,null,197,null,null,null,null,null,null,null,null,null,null,null,null,null,null,null,null,null,197]
[null,null,null,null,null,null,null,null,null,null,null,null,null,null,null,null,null,null,null,null,null,null,null,null,null,null,null,null,null,null,null,null,null,null,null,null,null,null,null,null,null,null,null,null,null,null,null,null,null,null,null,null,null,null,null,null,null,null,null,null,null,null,null,null,null,null,null,null,null,null,null,null,null,null,198,null,null,null,null,null,null,null,null,null,null,null,null,null,null,null,null,null,198]
[null,null,null,null,null,null,null,null,null,null,null,null,null,null,null,null,null,null,null,null,null,null,null,null,null,null,null,null,null,null,null,null,null,null,null,null,null,null,null,null,null,null,null,null,null,null,null,null,null,null,null,null,null,null,null,null,null,null,null,null,null,null,null,null,null,null,null,null,null,null,null,null,null,null,199,null,null,null,null,null,null,null,null,null,null,null,null,null,null,null,null,null,199]
[null,null,null,null,null,null,null,null,null,null,null,null,null,null,null,null,null,null,null,null,null,null,null,null,null,null,null,null,null,null,null,null,null,null,null,null,null,null,null,null,null,null,null,null,null,null,null,null,null,null,null,null,null,null,null,null,null,null,null,null,null,null,null,null,null,null,null,null,null,null,null,null,null,null,200,null,null,null,null,null,null,null,null,null,null,null,null,null,null,null,null,null,200]
[null,null,null,null,null,null,null,null,null,null,null,null,null,null,null,null,null,null,null,null,null,null,null,null,null,null,null,null,null,null,null,null,null,null,null,null,null,null,null,null,null,null,null,null,null,null,null,null,null,null,null,null,null,null,null,null,null,null,null,null,null,null,null,null,null,null,null,null,null,null,null,null,null,null,201,null,null,null,null,null,null,null,null,null,null,null,null,null,null,null,null,null,201]
[null,null,null,null,null,null,null,null,null,null,null,null,null,null,null,null,null,null,null,null,null,null,null,null,null,null,null,null,null,null,null,null,null,null,null,null,null,null,null,null,null,null,null,null,null,null,null,null,null,null,null,null,null,null,null,null,null,null,null,null,null,null,null,null,null,null,null,null,null,null,null,null,null,null,202,null,null,null,null,null,null,null,null,null,null,null,null,null,null,null,null,null,202]
[null,null,null,null,null,null,null,null,null,null,null,null,null,null,null,null,null,null,null,null,null,null,null,null,null,null,null,null,null,null,null,null,null,null,null,null,null,null,null,null,null,null,null,null,null,null,null,null,null,null,null,null,null,null,null,null,null,null,null,null,null,null,null,null,null,null,null,null,null,null,null,null,null,null,203,null,null,null,null,null,null,null,null,null,null,null,null,null,null,null,null,null,203]
[null,null,null,null,null,null,null,null,null,null,null,null,null,null,null,null,null,null,null,null,null,null,null,null,null,null,null,null,null,null,null,null,null,null,null,null,null,null,null,null,null,null,null,null,null,null,null,null,null,null,null,null,null,null,null,null,null,null,null,null,null,null,null,null,null,null,null,null,null,null,null,null,null,null,204]
[null,null,null,null,null,null,null,null,null,null,null,null,null,null,null,null,null,null,null,null,null,null,null,null,null,null,null,null,null,null,null,null,null,null,null,null,null,null,null,null,null,null,null,null,null,null,null,null,null,null,null,null,null,null,null,null,null,null,null,null,null,null,null,null,null,null,null,null,null,null,null,null,null,null,205]
[null,null,null,null,null,null,null,null,null,null,null,null,null,null,null,null,null,null,null,null,null,null,null,null,null,null,null,null,null,null,null,null,null,null,null,null,null,null,null,null,null,null,null,null,null,null,null,null,null,null,null,null,null,null,null,null,null,null,null,null,null,null,null,null,null,null,null,null,null,null,null,null,null,null,206]
[null,null,null,null,null,null,null,null,null,null,null,null,null,null,null,null,null,null,null,null,null,null,null,null,null,null,null,null,null,null,null,null,null,null,null,null,null,null,null,null,null,null,null,null,null,null,null,null,null,null,null,null,null,null,null,null,null,null,null,null,null,null,null,null,null,null,null,null,null,null,null,null,null,null,207]
[null,null,null,null,null,null,null,null,null,null,null,null,null,null,null,null,null,null,null,null,null,null,null,null,null,null,null,null,null,null,null,null,null,null,null,null,null,null,null,null,null,null,null,null,null,null,null,null,null,null,null,null,null,null,null,null,null,null,null,null,null,null,null,null,null,null,null,null,null,null,null,null,null,null,208]
[null,null,null,null,null,null,null,null,null,null,null,null,null,null,null,null,null,null,null,null,null,null,null,null,null,null,null,null,null,null,null,null,null,null,null,null,null,null,null,null,null,null,null,null,null,null,null,null,null,null,null,null,null,null,null,null,null,null,null,null,null,null,null,null,null,null,null,null,null,null,null,null,null,null,209]
[null,null,null,null,null,null,null,null,null,null,null,null,null,null,null,null,null,null,null,null,null,null,null,null,null,null,null,null,null,null,null,null,null,null,null,null,null,null,null,null,null,null,null,null,null,null,null,null,null,null,null,null,null,null,null,null,null,null,null,null,null,null,null,null,null,null,null,null,null,null,null,null,null,null,210]
[null,null,null,null,null,null,null,null,null,null,null,null,null,null,null,null,null,null,null,null,null,null,null,null,null,null,null,null,null,null,null,null,null,null,null,null,null,null,null,null,null,null,null,null,null,null,null,null,null,null,null,null,null,null,null,null,null,null,null,null,null,null,null,null,null,null,null,null,null,null,null,null,null,null,211]
[null,null,null,null,null,null,null,null,null,null,null,null,null,null,null,null,null,null,null,null,null,null,null,null,null,null,null,null,null,null,null,null,null,null,null,null,null,null,null,null,null,null,null,null,null,null,null,null,null,null,null,null,null,null,null,null,null,null,null,null,null,null,null,null,null,null,null,null,null,null,null,null,null,null,212]
[null,null,null,null,null,null,null,null,null,null,null,null,null,null,null,null,null,null,null,null,null,null,null,null,null,null,null,null,null,null,null,null,null,null,null,null,null,null,null,null,null,null,null,null,null,null,null,null,null,null,null,null,null,null,null,null,null,null,null,null,null,null,null,null,null,null,null,null,null,null,null,null,null,null,213]
[null,null,null,null,null,null,null,null,null,null,null,null,null,null,null,null,null,null,null,null,null,null,null,null,null,null,null,null,null,null,null,null,null,null,null,null,null,null,null,null,null,null,null,null,null,null,null,null,null,null,null,null,null,null,null,null,null,null,null,null,null,null,null,null,null,null,null,null,null,null,null,null,null,null,214]
[null,null,null,null,null,null,null,null,null,null,null,null,null,null,null,null,null,null,null,null,null,null,null,null,null,null,null,null,null,null,null,null,null,null,null,null,null,null,null,null,null,null,null,null,null,null,null,null,null,null,null,null,null,null,null,null,null,null,null,null,null,null,null,null,null,null,null,null,null,null,null,null,null,null,215]
[null,null,null,null,null,null,null,null,null,null,null,null,null,null,null,null,null,null,null,null,null,null,null,null,null,null,null,null,null,null,null,null,null,null,null,null,null,null,null,null,null,null,null,null,null,null,null,null,null,null,null,null,null,null,null,null,null,null,null,null,null,null,null,null,null,null,null,null,null,null,null,null,null,null,216]
[null,null,null,null,null,null,null,null,null,null,null,null,null,null,null,null,null,null,null,null,null,null,null,null,null,null,null,null,null,null,null,null,null,null,null,null,null,null,null,null,null,null,null,null,null,null,null,null,null,null,null,null,null,null,null,null,null,null,null,null,null,null,null,null,null,null,null,null,null,null,null,null,null,null,217]
[null,null,null,null,null,null,null,null,null,null,null,null,null,null,null,null,null,null,null,null,null,null,null,null,null,null,null,null,null,null,null,null,null,null,null,null,null,null,null,null,null,null,null,null,null,null,null,null,null,null,null,null,null,null,null,null,null,null,null,null,null,null,null,null,null,null,null,null,null,null,null,null,null,null,218]
[null,null,null,null,null,null,null,null,null,null,null,null,null,null,null,null,null,null,null,null,null,null,null,null,null,null,null,null,null,null,null,null,null,null,null,null,null,null,null,null,null,null,null,null,null,null,null,null,null,null,null,null,null,null,null,null,null,null,null,null,null,null,null,null,null,null,null,null,null,null,null,null,null,null,219]
[null,null,null,null,null,null,null,null,null,null,null,null,null,null,null,null,null,null,null,null,null,null,null,null,null,null,null,null,null,null,null,null,null,null,null,null,null,null,null,null,null,null,null,null,null,null,null,null,null,null,null,null,null,null,null,null,null,null,null,null,null,null,null,null,null,null,null,null,null,null,null,null,null,null,220]
[null,null,null,null,null,null,null,null,null,null,null,null,null,null,null,null,null,null,null,null,null,null,null,null,null,null,null,null,null,null,null,null,null,null,null,null,null,null,null,null,null,null,null,null,null,null,null,null,null,null,null,null,null,null,null,null,null,null,null,null,null,null,null,null,null,null,null,null,null,null,null,null,null,null,221]
[null,null,null,null,null,null,null,null,null,null,null,null,null,null,null,null,null,null,null,null,null,null,null,null,null,null,null,null,null,null,null,null,null,null,null,null,null,null,null,null,null,null,null,null,null,null,null,null,null,null,null,null,null,null,null,null,null,null,null,null,null,null,null,null,null,null,null,null,null,null,null,null,null,null,222]
[null,null,null,null,null,null,null,null,null,null,null,null,null,null,null,null,null,null,null,null,null,null,null,null,null,null,null,null,null,null,null,null,null,null,null,null,null,null,null,null,null,null,null,null,null,null,null,null,null,null,null,null,null,null,null,null,null,null,null,null,null,null,null,null,null,null,null,null,null,null,null,null,null,null,223]
[null,null,null,null,null,null,null,null,null,null,null,null,null,null,null,null,null,null,null,null,null,null,null,null,null,null,null,null,null,null,null,null,null,null,null,null,null,null,null,null,null,null,null,null,null,null,null,null,null,null,null,null,null,null,null,null,null,null,null,null,null,null,null,null,null,null,null,null,null,null,null,null,null,null,224]
[null,null,null,null,null,null,null,null,null,null,null,null,null,null,null,null,null,null,null,null,null,null,null,null,null,null,null,null,null,null,null,null,null,null,null,null,null,null,null,null,null,null,null,null,null,null,null,null,null,null,null,null,null,null,null,null,null,null,null,null,null,null,null,null,null,null,null,null,null,null,null,null,null,null,225]
[null,null,null,null,null,null,null,null,null,null,null,null,null,null,null,null,null,null,null,null,null,null,null,null,null,null,null,null,null,null,null,null,null,null,null,null,null,null,null,null,null,null,null,null,null,null,null,null,null,null,null,null,null,null,null,null,null,null,null,null,null,null,null,null,null,null,null,null,null,null,null,null,null,null,226]
[null,null,null,null,null,null,null,null,null,null,null,null,null,null,null,null,null,null,null,null,null,null,null,null,null,null,null,null,null,null,null,null,null,null,null,null,null,null,null,null,null,null,null,null,null,null,null,null,null,null,null,null,null,null,null,null,null,null,null,null,null,null,null,null,null,null,null,null,null,null,null,null,null,null,227]
[null,null,null,null,null,null,null,null,null,null,null,null,null,null,null,null,null,null,null,null,null,null,null,null,null,null,null,null,null,null,null,null,null,null,null,null,null,null,null,null,null,null,null,null,null,null,null,null,null,null,null,null,null,null,null,null,null,null,null,null,null,null,null,null,null,null,null,null,null,null,null,null,null,null,228]
[null,null,null,null,null,null,null,null,null,null,null,null,null,null,null,null,null,null,null,null,null,null,null,null,null,null,null,null,null,null,null,null,null,null,null,null,null,null,null,null,null,null,null,null,null,null,null,null,null,null,null,null,null,null,null,null,null,null,null,null,null,null,null,null,null,null,null,null,null,null,null,null,null,null,229]
[null,null,null,null,null,null,null,null,null,null,null,null,null,null,null,null,null,null,null,null,null,null,null,null,null,null,null,null,null,null,null,null,null,null,null,null,null,null,null,null,null,null,null,null,null,null,null,null,null,null,null,null,null,null,null,null,null,null,null,null,null,null,null,null,null,null,null,null,null,null,null,null,null,null,230]
[null,null,null,null,null,null,null,null,null,null,null,null,null,null,null,null,null,null,null,null,null,null,null,null,null,null,null,null,null,null,null,null,null,null,null,null,null,null,null,null,null,null,null,null,null,null,null,null,null,null,null,null,null,null,null,null,null,null,null,null,null,null,null,null,null,null,null,null,null,null,null,null,null,null,231]
[null,null,null,null,null,null,null,null,null,null,null,null,null,null,null,null,null,null,null,null,null,null,null,null,null,null,null,null,null,null,null,null,null,null,null,null,null,null,null,null,null,null,null,null,null,null,null,null,null,null,null,null,null,null,null,null,null,null,null,null,null,null,null,null,null,null,null,null,null,null,null,null,null,null,232]
[null,null,null,null,null,null,null,null,null,null,null,null,null,null,null,null,null,null,null,null,null,null,null,null,null,null,null,null,null,null,null,null,null,null,null,null,null,null,null,null,null,null,null,null,null,null,null,null,null,null,null,null,null,null,null,null,null,null,null,null,null,null,null,null,null,null,null,null,null,null,null,null,null,null,233]
[null,null,null,null,null,null,null,null,null,null,null,null,null,null,null,null,null,null,null,null,null,null,null,null,null,null,null,null,null,null,null,null,null,null,null,null,null,null,null,null,null,null,null,null,null,null,null,null,null,null,null,null,null,null,null,null,null,null,null,null,null,null,null,null,null,null,null,null,null,null,null,null,null,null,234]
[null,null,null,null,null,null,null,null,null,null,null,null,null,null,null,null,null,null,null,null,null,null,null,null,null,null,null,null,null,null,null,null,null,null,null,null,null,null,null,null,null,null,null,null,null,null,null,null,null,null,null,null,null,null,null,null,null,null,null,null,null,null,null,null,null,null,null,null,null,null,null,null,null,null,235]
[null,null,null,null,null,null,null,null,null,null,null,null,null,null,null,null,null,null,null,null,null,null,null,null,null,null,null,null,null,null,null,null,null,null,null,null,null,null,null,null,null,null,null,null,null,null,null,null,null,null,null,null,null,null,null,null,null,null,null,null,null,null,null,null,null,null,null,null,null,null,null,null,null,null,236]
[null,null,null,null,null,null,null,null,null,null,null,null,null,null,null,null,null,null,null,null,null,null,null,null,null,null,null,null,null,null,null,null,null,null,null,null,null,null,null,null,null,null,null,null,null,null,null,null,null,null,null,null,null,null,null,null,null,null,null,null,null,null,null,null,null,null,null,null,null,null,null,null,null,null,237]
[null,null,null,null,null,null,null,null,null,null,null,null,null,null,null,null,null,null,null,null,null,null,null,null,null,null,null,null,null,null,null,null,null,null,null,null,null,null,null,null,null,null,null,null,null,null,null,null,null,null,null,null,null,null,null,null,null,null,null,null,null,null,null,null,null,null,null,null,null,null,null,null,null,null,238]
[null,null,null,null,null,null,null,null,null,null,null,null,null,null,null,null,null,null,null,null,null,null,null,null,null,null,null,null,null,null,null,null,null,null,null,null,null,null,null,null,null,null,null,null,null,null,null,null,null,null,null,null,null,null,null,null,null,null,null,null,null,null,null,null,null,null,null,null,null,null,null,null,null,null,239]
[null,null,null,null,null,null,null,null,null,null,null,null,null,null,null,null,null,null,null,null,null,null,null,null,null,null,null,null,null,null,null,null,null,null,null,null,null,null,null,null,null,null,null,null,null,null,null,null,null,null,null,null,null,null,null,null,null,null,null,null,null,null,null,null,null,null,null,null,null,null,null,null,null,null,240]
[null,null,null,null,null,null,null,null,null,null,null,null,null,null,null,null,null,null,null,null,null,null,null,null,null,null,null,null,null,null,null,null,null,null,null,null,null,null,null,null,null,null,null,null,null,null,null,null,null,null,null,null,null,null,null,null,null,null,null,null,null,null,null,null,null,null,null,null,null,null,null,null,null,null,241]
[null,null,null,null,null,null,null,null,null,null,null,null,null,null,null,null,null,null,null,null,null,null,null,null,null,null,null,null,null,null,null,null,null,null,null,null,null,null,null,null,null,null,null,null,null,null,null,null,null,null,null,null,null,null,null,null,null,null,null,null,null,null,null,null,null,null,null,null,null,null,null,null,null,null,242]
[null,null,null,null,null,null,null,null,null,null,null,null,null,null,null,null,null,null,null,null,null,null,null,null,null,null,null,null,null,null,null,null,null,null,null,null,null,null,null,null,null,null,null,null,null,null,null,null,null,null,null,null,null,null,null,null,null,null,null,null,null,null,null,null,null,null,null,null,null,null,null,null,null,null,243]
[null,null,null,null,null,null,null,null,null,null,null,null,null,null,null,null,null,null,null,null,null,null,null,null,null,null,null,null,null,null,null,null,null,null,null,null,null,null,null,null,null,null,null,null,null,null,null,null,null,null,null,null,null,null,null,null,null,null,null,null,null,null,null,null,null,null,null,null,null,null,null,null,null,null,244]
[null,null,null,null,null,null,null,null,null,null,null,null,null,null,null,null,null,null,null,null,null,null,null,null,null,null,null,null,null,null,null,null,null,null,null,null,null,null,null,null,null,null,null,null,null,null,null,null,null,null,null,null,null,null,null,null,null,null,null,null,null,null,null,null,null,null,null,null,null,null,null,null,null,null,245]
[null,null,null,null,null,null,null,null,null,null,null,null,null,null,null,null,null,null,null,null,null,null,null,null,null,null,null,null,null,null,null,null,null,null,null,null,null,null,null,null,null,null,null,null,null,null,null,null,null,null,null,null,null,null,null,null,null,null,null,null,null,null,null,null,null,null,null,null,null,null,null,null,null,null,246]
[null,null,null,null,null,null,null,null,null,null,null,null,null,null,null,null,null,null,null,null,null,null,null,null,null,null,null,null,null,null,null,null,null,null,null,null,null,null,null,null,null,null,null,null,null,null,null,null,null,null,null,null,null,null,null,null,null,null,null,null,null,null,null,null,null,null,null,null,null,null,null,null,null,null,247]
[null,null,null,null,null,null,null,null,null,null,null,null,null,null,null,null,null,null,null,null,null,null,null,null,null,null,null,null,null,null,null,null,null,null,null,null,null,null,null,null,null,null,null,null,null,null,null,null,null,null,null,null,null,null,null,null,null,null,null,null,null,null,null,null,null,null,null,null,null,null,null,null,null,null,248]
[null,null,null,null,null,null,null,null,null,null,null,null,null,null,null,null,null,null,null,null,null,null,null,null,null,null,null,null,null,null,null,null,null,null,null,null,null,null,null,null,null,null,null,null,null,null,null,null,null,null,null,null,null,null,null,null,null,null,null,null,null,null,null,null,null,null,null,null,null,null,null,null,null,null,249]
[null,null,null,null,null,null,null,null,null,null,null,null,null,null,null,null,null,null,null,null,null,null,null,null,null,null,null,null,null,null,null,null,null,null,null,null,null,null,null,null,null,null,null,null,null,null,null,null,null,null,null,null,null,null,null,null,null,null,null,null,null,null,null,null,null,null,null,null,null,null,null,null,null,null,250]
[null,null,null,null,null,null,null,null,null,null,null,null,null,null,null,null,null,null,null,null,null,null,null,null,null,null,null,null,null,null,null,null,null,null,null,null,null,null,null,null,null,null,null,null,null,null,null,null,null,null,null,null,null,null,null,null,null,null,null,null,null,null,null,null,null,null,null,null,null,null,null,null,null,null,251]
[null,null,null,null,null,null,null,null,null,null,null,null,null,null,null,null,null,null,null,null,null,null,null,null,null,null,null,null,null,null,null,null,null,null,null,null,null,null,null,null,null,null,null,null,null,null,null,null,null,null,null,null,null,null,null,null,null,null,null,null,null,null,null,null,null,null,null,null,null,null,null,null,null,null,252]
[null,null,null,null,null,null,null,null,null,null,null,null,null,null,null,null,null,null,null,null,null,null,null,null,null,null,null,null,null,null,null,null,null,null,null,null,null,null,null,null,null,null,null,null,null,null,null,null,null,null,null,null,null,null,null,null,null,null,null,null,null,null,null,null,null,null,null,null,null,null,null,null,null,null,253]
[null,null,null,null,null,null,null,null,null,null,null,null,null,null,null,null,null,null,null,null,null,null,null,null,null,null,null,null,null,null,null,null,null,null,null,null,null,null,null,null,null,null,null,null,null,null,null,null,null,null,null,null,null,null,null,null,null,null,null,null,null,null,null,null,null,null,null,null,null,null,null,null,null,null,254]
[null,null,null,null,null,null,null,null,null,null,null,null,null,null,null,null,null,null,null,null,null,null,null,null,null,null,null,null,null,null,null,null,null,null,null,null,null,null,null,null,null,null,null,null,null,null,null,null,null,null,null,null,null,null,null,null,null,null,null,null,null,null,null,null,null,null,null,null,null,null,null,null,null,null,255]
[null,null,null,null,null,null,null,null,null,null,null,null,null,null,null,null,null,null,null,null,null,null,null,null,null,null,null,null,null,null,null,null,null,null,null,null,null,null,null,null,null,null,null,null,null,null,null,null,null,null,null,null,null,null,null,null,null,null,null,null,null,null,null,null,null,null,null,null,null,null,null,null,null,null,256]
[null,null,null,null,null,null,null,null,null,null,null,null,null,null,null,null,null,null,null,null,null,null,null,null,null,null,null,null,null,null,null,null,null,null,null,null,null,null,null,null,null,null,null,null,null,null,null,null,null,null,null,null,null,null,null,null,null,null,null,null,null,null,null,null,null,null,null,null,null,null,null,null,null,null,257]
[null,null,null,null,null,null,null,null,null,null,null,null,null,null,null,null,null,null,null,null,null,null,null,null,null,null,null,null,null,null,null,null,null,null,null,null,null,null,null,null,null,null,null,null,null,null,null,null,null,null,null,null,null,null,null,null,null,null,null,null,null,null,null,null,null,null,null,null,null,null,null,null,null,null,258]
[null,null,null,null,null,null,null,null,null,null,null,null,null,null,null,null,null,null,null,null,null,null,null,null,null,null,null,null,null,null,null,null,null,null,null,null,null,null,null,null,null,null,null,null,null,null,null,null,null,null,null,null,null,null,null,null,null,null,null,null,null,null,null,null,null,null,null,null,null,null,null,null,null,null,259]
[null,null,null,null,null,null,null,null,null,null,null,null,null,null,null,null,null,null,null,null,null,null,null,null,null,null,null,null,null,null,null,null,null,null,null,null,null,null,null,null,null,null,null,null,null,null,null,null,null,null,null,null,null,null,null,null,null,null,null,null,null,null,null,null,null,null,null,null,null,null,null,null,null,null,260]
[null,null,null,null,null,null,null,null,null,null,null,null,null,null,null,null,null,null,null,null,null,null,null,null,null,null,null,null,null,null,null,null,null,null,null,null,null,null,null,null,null,null,null,null,null,null,null,null,null,null,null,null,null,null,null,null,null,null,null,null,null,null,null,null,null,null,null,null,null,null,null,null,null,null,261]
[null,null,null,null,null,null,null,null,null,null,null,null,null,null,null,null,null,null,null,null,null,null,null,null,null,null,null,null,null,null,null,null,null,null,null,null,null,null,null,null,null,null,null,null,null,null,null,null,null,null,null,null,null,null,null,null,null,null,null,null,null,null,null,null,null,null,null,null,null,null,null,null,null,null,262]
[null,null,null,null,null,null,null,null,null,null,null,null,null,null,null,null,null,null,null,null,null,null,null,null,null,null,null,null,null,null,null,null,null,null,null,null,null,null,null,null,null,null,null,null,null,null,null,null,null,null,null,null,null,null,null,null,null,null,null,null,null,null,null,null,null,null,null,null,null,null,null,null,null,null,263]
[null,null,null,null,null,null,null,null,null,null,null,null,null,null,null,null,null,null,null,null,null,null,null,null,null,null,null,null,null,null,null,null,null,null,null,null,null,null,null,null,null,null,null,null,null,null,null,null,null,null,null,null,null,null,null,null,null,null,null,null,null,null,null,null,null,null,null,null,null,null,null,null,null,null,264]
[null,null,null,null,null,null,null,null,null,null,null,null,null,null,null,null,null,null,null,null,null,null,null,null,null,null,null,null,null,null,null,null,null,null,null,null,null,null,null,null,null,null,null,null,null,null,null,null,null,null,null,null,null,null,null,null,null,null,null,null,null,null,null,null,null,null,null,null,null,null,null,null,null,null,265]
[null,null,null,null,null,null,null,null,null,null,null,null,null,null,null,null,null,null,null,null,null,null,null,null,null,null,null,null,null,null,null,null,null,null,null,null,null,null,null,null,null,null,null,null,null,null,null,null,null,null,null,null,null,null,null,null,null,null,null,null,null,null,null,null,null,null,null,null,null,null,null,null,null,null,266]
[null,null,null,null,null,null,null,null,null,null,null,null,null,null,null,null,null,null,null,null,null,null,null,null,null,null,null,null,null,null,null,null,null,null,null,null,null,null,null,null,null,null,null,null,null,null,null,null,null,null,null,null,null,null,null,null,null,null,null,null,null,null,null,null,null,null,null,null,null,null,null,null,null,null,267]
[null,null,null,null,null,null,null,null,null,null,null,null,null,null,null,null,null,null,null,null,null,null,null,null,null,null,null,null,null,null,null,null,null,null,null,null,null,null,null,null,null,null,null,null,null,null,null,null,null,null,null,null,null,null,null,null,null,null,null,null,null,null,null,null,null,null,null,null,null,null,null,null,null,null,268]
[null,null,null,null,null,null,null,null,null,null,null,null,null,null,null,null,null,null,null,null,null,null,null,null,null,null,null,null,null,null,null,null,null,null,null,null,null,null,null,null,null,null,null,null,null,null,null,null,null,null,null,null,null,null,null,null,null,null,null,null,null,null,null,null,null,null,null,null,null,null,null,null,null,null,269]
[null,null,null,null,null,null,null,null,null,null,null,null,null,null,null,null,null,null,null,null,null,null,null,null,null,null,null,null,null,null,null,null,null,null,null,null,null,null,null,null,null,null,null,null,null,null,null,null,null,null,null,null,null,null,null,null,null,null,null,null,null,null,null,null,null,null,null,null,null,null,null,null,null,null,270]
[null,null,null,null,null,null,null,null,null,null,null,null,null,null,null,null,null,null,null,null,null,null,null,null,null,null,null,null,null,null,null,null,null,null,null,null,null,null,null,null,null,null,null,null,null,null,null,null,null,null,null,null,null,null,null,null,null,null,null,null,null,null,null,null,null,null,null,null,null,null,null,null,null,null,271]
[null,null,null,null,null,null,null,null,null,null,null,null,null,null,null,null,null,null,null,null,null,null,null,null,null,null,null,null,null,null,null,null,null,null,null,null,null,null,null,null,null,null,null,null,null,null,null,null,null,null,null,null,null,null,null,null,null,null,null,null,null,null,null,null,null,null,null,null,null,null,null,null,null,null,272]
[null,null,null,null,null,null,null,null,null,null,null,null,null,null,null,null,null,null,null,null,null,null,null,null,null,null,null,null,null,null,null,null,null,null,null,null,null,null,null,null,null,null,null,null,null,null,null,null,null,null,null,null,null,null,null,null,null,null,null,null,null,null,null,null,null,null,null,null,null,null,null,null,null,null,273]
[null,null,null,null,null,null,null,null,null,null,null,null,null,null,null,null,null,null,null,null,null,null,null,null,null,null,null,null,null,null,null,null,null,null,null,null,null,null,null,null,null,null,null,null,null,null,null,null,null,null,null,null,null,null,null,null,null,null,null,null,null,null,null,null,null,null,null,null,null,null,null,null,null,null,274]
[null,null,null,null,null,null,null,null,null,null,null,null,null,null,null,null,null,null,null,null,null,null,null,null,null,null,null,null,null,null,null,null,null,null,null,null,null,null,null,null,null,null,null,null,null,null,null,null,null,null,null,null,null,null,null,null,null,null,null,null,null,null,null,null,null,null,null,null,null,null,null,null,null,null,275]

{"sheet":"Base Localidades","index":2,"n_rows":2213,"n_cols":52,"rows_kept":1125,"cut":true,"hidden":false,"merged":[[0,0,2,0],[0,17,0,27],[0,36,0,43],[0,44,0,51],[0,2,2,2],[0,3,2,3],[1,44,2,44],[0,1,2,1],[1,25,1,26],[1,42,2,42],[1,43,2,43],[0,4,2,4],[1,36,2,36],[1,37,2,37],[1,51,2,51],[1,45,2,45],[1,46,2,46],[1,47,2,47],[1,48,2,48],[1,50,2,50],[1,49,2,49],[1,38,2,38],[1,39,2,39],[1,40,2,40],[1,41,2,41],[0,5,1,5],[0,12,0,14],[0,6,0,9],[1,32,1,33],[1,34,1,35],[0,29,0,35],[1,6,1,10],[1,12,1,15],[1,19,1,21],[1,22,1,24],[0,28,2,28],[1,30,1,31],[2204,8,2205,9],[2204,6,2205,7],[2204,5,2205,5],[2206,18,2207,18],[2206,17,2207,17],[2206,16,2207,16],[2206,15,2207,15],[2206,10,2207,10],[2206,11,2207,12],[2206,13,2207,13],[2,19,2,21],[2,22,2,24],[2,25,2,26],[2204,25,2204,32],[2206,14,2207,14],[2206,19,2207,19],[2204,14,2204,15],[2204,16,2204,17],[2204,18,2204,19],[2214,1,2214,14],[2213,1,2213,14],[2207,22,2207,24],[2206,22,2206,24],[2205,22,2205,24],[2204,0,2207,2],[2204,11,2205,12],[2212,1,2212,51],[2211,1,2211,51],[2210,1,2210,51],[2206,3,2207,4],[2204,3,2205,4],[2206,5,2207,5],[2206,6,2207,7],[2206,8,2207,9],[2204,10,2205,10]],"bounds":{"rows_first":500,"rows_last":125,"rows_between":500,"halvings":2}}
["Estado","OID","Cuadro local","Cuadro vegetación","Cuadro regional","Porcentaje de vegetación*","Población en zona de impacto local**",null,null,null,2010,"Densidad local","Población en zona de impacto regional **",null,null,2010,"Densidad regional","Clasificación por densidad poblacional",null,null,null,null,null,null,null,null,null,null,"Concentración base de SO2 (μg/m3)***","Constantes usadas de acuerdo a la clasificación por densidad poblacional",null,null,null,null,null,null,"Vecinos de cada cuadro local",null,null,null,null,null,null,null,"Estado perteneciente"]
[null,null,null,null,null,null,"(habitantes en un radio de 50 km del centro del cuadro local)",null,null,null,null,"(ρ local)","(habitantes en un radio de 1,000 km del centro del cuadro regional)",null,null,null,"(ρ regional)","x","Rural (x<=2)","Ciudad pequeña (2<x<=6)",null,null,"Ciudad mediana (6<x<=10)",null,null,"Ciudad  grande (10<x)",null,"Clasificación general",null,"Valores para el factor CF","Valores para el factor CT",null,"Valores para el factor FS",null,"Valores para el factor Fρ",null,"Norte","Noreste","Este","Sureste","Sur","Suroeste","Oeste","Noroeste","Norte","Noreste","Este","Sureste","Sur","Suroeste","Oeste","Noroeste"]
[null,null,null,null,null,"(%)","México","Estados Unidos","Guatemala","Belice","TOTAL","(personas/m2)","México","Estados Unidos","Centroamérica-Caribe","TOTAL","(personas/m2)","(ρ local/ρ regional)",1705,357,null,null,60,null,null,46,null,{"$f":"S3+T3+W3+Z3","v":2168},null,"b","a","b","a","b","a","b"]
[1,"AGUASCALIENTES",null,null,0]
[1,1178,1,76,70,0.34260000000000002,1248439.832644,0,0,0,{"$f":"SUM(G5:J5)","v":1248439.832644},{"$f":"K5/(PI()*50000^2)","v":1.5895629641448893E-4},97355109.869816005,6141243.803816881,0,{"$f":"SUM(M5:O5)","v":103496353.67363289},{"$f":"P5/(PI()*1000000^2)","v":3.2943912558291431E-5},{"$f":"L5/Q5","v":4.8250582298999669},{"$f":"IF(R5<=2,1,0)","v":0},{"$f":"IF(R5>2,1,0)","v":1},{"$f":"IF(R5<=6,2,0)","v":2},{"$f":"T5*U5","v":2},{"$f":"IF(R5>6,1,0)","v":0},{"$f":"IF(R5<=10,3,0)","v":3},{"$f":"W5*X5","v":0},{"$f":"IF(R5>10,4,0)","v":0},{"$f":"IF(Z5=4,AB5,0)","v":0},2,10,-0.10340000000000001,1.0349999999999999,-0.42880000000000001,1.52,-7.5999999999999998E-2,4.3499999999999996,-0.153,65,66,2,5,4,3,69,64,32,32,1,1,1,1,32,32]
[1,1177,2,76,70,0.34260000000000002,1361214.682972,0,0,0,{"$f":"SUM(G6:J6)","v":1361214.682972},{"$f":"K6/(PI()*50000^2)","v":1.7331523632340882E-4},97355109.869816005,6141243.803816881,0,{"$f":"SUM(M6:O6)","v":103496353.67363289},{"$f":"P6/(PI()*1000000^2)","v":3.2943912558291431E-5},{"$f":"L6/Q6","v":5.2609184175298651},0,{"$f":"IF(R6>2,1,0)","v":1},2,{"$f":"T6*U6","v":2},0,3,{"$f":"W6*X6","v":0},0,{"$f":"IF(Z6=4,AB6,0)","v":0},2,10,-0.10340000000000001,1.0349999999999999,-0.42880000000000001,1.52,-7.5999999999999998E-2,4.3499999999999996,-0.153,66,67,70,10,5,4,1,65,32,32,32,15,1,1,1,32]
[1,1150,3,81,74,0.3448,202407.54941199999,0,0,0,{"$f":"SUM(G7:J7)","v":202407.54941199999},2.5771329606429482E-5,98405036.658639997,4347645.3754747203,0,102752682.03411472,3.2707194523358295E-5,{"$f":"L7/Q7","v":0.78794069567857716},1,0,2,0,0,3,0,0,0,1,10,-5.6800000000000003E-2,1.02,-0.24460000000000001,2.94,-0.20599999999999999,4.3499999999999996,-0.153,69,1,4,12,76,75,72,6,32,1,1,15,32,32,32,15]
[1,1149,4,81,74,0.3448,1275102.3765160001,0,0,0,{"$f":"SUM(G8:J8)","v":1275102.3765160001},1.6235107693659561E-4,98405036.658639997,4347645.3754747203,0,102752682.03411472,3.2707194523358295E-5,{"$f":"L8/Q8","v":4.963772628699485},0,1,2,2,0,3,0,0,0,2,10,-0.10340000000000001,1.0349999999999999,-0.42880000000000001,1.52,-7.5999999999999998E-2,4.3499999999999996,-0.153,1,2,5,13,12,76,3,69,1,1,1,15,15,32,1,32]
[1,1148,5,81,74,0.3448,1306276.0387600001,0,0,0,{"$f":"SUM(G9:J9)","v":1306276.0387600001},1.6632023088892345E-4,98405036.658639997,4347645.3754747203,0,102752682.03411472,3.2707194523358295E-5,{"$f":"L9/Q9","v":5.0851267836543901},0,1,2,2,0,3,0,0,0,2,10,-0.10340000000000001,1.0349999999999999,-0.42880000000000001,1.52,-7.5999999999999998E-2,4.3499999999999996,-0.153,2,70,10,14,13,12,4,1,1,32,15,15,15,15,1,1]
[2,"BAJA CALIFORNIA",null,null,0,null,null,null,null,null,null,null,null,null,null,null,null,null,null,null,null,null,null,null,null,null,null,0]
[2,2301,1,1,1,0.60940000000000005,101133.82283600001,91803.234481200008,0,0,{"$f":"SUM(G11:J11)","v":192937.0573172},{"$f":"K11/(PI()*50000^2)","v":2.4565509102109373E-5},7880567.3004280003,48093358.027152248,0,55973925.327580251,1.7817053800282069E-5,{"$f":"L11/Q11","v":1.3787638168169232},1,0,2,0,0,3,0,0,0,1,10,-5.6800000000000003E-2,1.02,-0.24460000000000001,2.94,-0.20599999999999999,4.3499999999999996,-0.153,0,0,2,9,8,7,0,0,0,0,2,2,2,2,0,0]
[2,2300,2,2,2,0.77380000000000004,805780.25398799998,182151.36271332004,0,0,{"$f":"SUM(G12:J12)","v":987931.61670132005},1.2578736018782621E-4,10440176.69376,49348500.863092206,0,59788677.556852207,1.9031327148200987E-5,6.6094896697583581,0,1,0,0,1,3,3,0,0,3,10,-0.10340000000000001,1.0349999999999999,-0.42880000000000001,1.38,-5.6000000000000001E-2,4.3499999999999996,-0.153,0,0,3,10,9,8,1,0,0,0,2,2,2,2,2,0]
[2,2299,3,2,2,0.77380000000000004,865690.14442799997,157331.96109972001,0,0,1023022.1055277199,1.3025521998961219E-4,10440176.69376,49348500.863092206,0,59788677.556852207,1.9031327148200987E-5,6.8442531083243496,0,1,0,0,1,3,3,0,0,3,10,-0.10340000000000001,1.0349999999999999,-0.42880000000000001,1.38,-5.6000000000000001E-2,4.3499999999999996,-0.153,0,0,4,11,10,9,2,0,0,0,2,2,2,2,2,0]
[2,2298,4,2,2,0.77380000000000004,1114898.08568,327257.16829344002,0,0,1442155.25397344,1.8362090990065659E-4,10440176.69376,49348500.863092206,0,59788677.556852207,1.9031327148200987E-5,9.6483502422485596,0,1,0,0,1,3,3,0,0,3,10,-0.10340000000000001,1.0349999999999999,-0.42880000000000001,1.38,-5.6000000000000001E-2,4.3499999999999996,-0.153,0,0,5,1,11,10,3,0,0,0,2,26,2,2,2,0]
[2,2297,5,2,2,0.77380000000000004,325667.925972,236388.99508092002,0,0,{"$f":"SUM(G15:J15)","v":562056.92105292005},7.1563309827666729E-5,10440176.69376,49348500.863092206,0,59788677.556852207,1.9031327148200987E-5,3.7602900349717094,0,1,2,2,0,3,0,0,0,2,10,-0.10340000000000001,1.0349999999999999,-0.42880000000000001,1.52,-7.5999999999999998E-2,4.3499999999999996,-0.153,0,0,0,2,1,11,4,0,0,0,0,26,26,2,2,0]
[2,2296,6,1,1,0.60940000000000005,1815138.067184,77491.800559800016,0,0,1892629.8677438002,2.4097711911582874E-4,7880567.3004280003,48093358.027152203,0,55973925.327580206,1.7817053800282055E-5,13.525082306930786,0,1,0,0,1,0,0,4,5,5,15,-0.10340000000000001,1.0349999999999999,-0.42880000000000001,1.4,-0.06,11.9,-0.248,0,0,7,13,12,0,0,0,0,0,2,2,2,0,0,0]
[2,2295,7,1,1,0.60940000000000005,344083.403452,48195.933330600004,0,0,392279.33678260003,4.9946556417408926E-5,7880567.3004280003,48093358.027152248,0,55973925.327580251,1.7817053800282069E-5,2.8033005331452836,0,1,2,2,0,3,0,0,0,2,10,-0.10340000000000001,1.0349999999999999,-0.42880000000000001,1.52,-7.5999999999999998E-2,4.3499999999999996,-0.153,0,0,8,14,13,12,6,0,0,0,2,2,2,2,2,0]
[2,2294,8,1,1,0.60940000000000005,40293.313443999999,42666.121705680009,0,0,82959.435149680008,1.0562723344146484E-5,7880567.3004280003,48093358.027152248,0,55973925.327580251,1.7817053800282069E-5,0.59284343318193611,1,0,2,0,0,3,0,0,0,1,10,-5.6800000000000003E-2,1.02,-0.24460000000000001,2.94,-0.20599999999999999,4.3499999999999996,-0.153,1,2,9,15,14,13,7,0,2,2,2,2,2,2,2,0]
[2,2293,9,2,2,0.77380000000000004,782785.26075200003,79534.251727920011,0,0,862319.51247992006,1.0979393034861809E-4,10440176.69376,49348500.863092206,0,59788677.556852207,1.9031327148200987E-5,5.7691158106646707,0,1,2,2,0,3,0,0,0,2,10,-0.10340000000000001,1.0349999999999999,-0.42880000000000001,1.52,-7.5999999999999998E-2,4.3499999999999996,-0.153,2,3,10,16,15,14,8,1,2,2,2,2,2,2,2,2]
[2,2292,10,2,2,0.77380000000000004,894177.65486400004,74069.700649560007,0,0,968247.35551356,1.2328108221251104E-4,10440176.69376,49348500.863092206,0,59788677.556852207,1.9031327148200987E-5,6.4777974364317874,0,1,0,0,1,3,3,0,0,3,10,-0.10340000000000001,1.0349999999999999,-0.42880000000000001,1.38,-5.6000000000000001E-2,4.3499999999999996,-0.153,3,4,11,17,16,15,9,2,2,2,2,2,2,2,2,2]
[2,2291,11,2,2,0.77380000000000004,1125647.8745319999,82725.900333120007,0,0,1208373.77486512,1.5385492749791753E-4,10440176.69376,49348500.863092206,0,59788677.556852207,1.9031327148200987E-5,8.0842983938963648,0,1,0,0,1,3,3,0,0,3,10,-0.10340000000000001,1.0349999999999999,-0.42880000000000001,1.38,-5.6000000000000001E-2,4.3499999999999996,-0.153,4,5,1,3,17,16,10,3,2,2,26,26,2,2,2,2]
[2,2287,12,1,1,0.60940000000000005,702696.06938400003,0,0,0,702696.06938400003,8.947004234696725E-5,7880567.3004280003,48093358.027152248,0,55973925.327580251,1.7817053800282069E-5,5.0215957896221211,0,1,2,2,0,3,0,0,0,2,10,-0.10340000000000001,1.0349999999999999,-0.42880000000000001,1.52,-7.5999999999999998E-2,4.3499999999999996,-0.153,6,7,13,18,0,0,0,0,2,2,2,2,0,0,0,0]
[2,2286,13,1,1,0.60940000000000005,480920.66073599999,0,0,0,480920.66073599999,6.1232720312923836E-5,7880567.3004280003,48093358.027152248,0,55973925.327580251,1.7817053800282069E-5,3.4367477922727288,0,1,2,2,0,3,0,0,0,2,10,-0.10340000000000001,1.0349999999999999,-0.42880000000000001,1.52,-7.5999999999999998E-2,4.3499999999999996,-0.153,7,8,14,19,18,0,12,6,2,2,2,2,2,0,2,2]
[2,2285,14,1,1,0.60940000000000005,33934.429380000001,0,0,0,33934.429380000001,4.3206657414638735E-6,7880567.3004280003,48093358.027152248,0,55973925.327580251,1.7817053800282069E-5,0.24250169471876834,1,0,2,0,0,3,0,0,0,1,10,-5.6800000000000003E-2,1.02,-0.24460000000000001,2.94,-0.20599999999999999,4.3499999999999996,-0.153,8,9,15,20,19,18,13,7,2,2,2,2,2,2,2,2]
[2,2284,15,2,2,0.77380000000000004,6277.0144680000003,0,0,0,6277.0144680000003,7.9921430435323499E-7,10440176.69376,49348500.863092206,0,59788677.556852207,1.9031327148200987E-5,4.1994670057930457E-2,1,0,2,0,0,3,0,0,0,1,10,-5.6800000000000003E-2,1.02,-0.24460000000000001,2.94,-0.20599999999999999,4.3499999999999996,-0.153,9,10,16,21,20,19,14,8,2,2,2,2,2,2,2,2]
[2,2283,16,2,2,0.77380000000000004,86603.524032000001,0,0,0,86603.524032000001,1.1026703151096441E-5,10440176.69376,49348500.863092206,0,59788677.556852207,1.9031327148200987E-5,0.57939748842680083,1,0,2,0,0,3,0,0,0,1,10,-5.6800000000000003E-2,1.02,-0.24460000000000001,2.94,-0.20599999999999999,4.3499999999999996,-0.153,10,11,17,22,21,20,15,9,2,2,2,2,2,2,2,2]
[2,2282,17,2,2,0.77380000000000004,131881.55591600001,0,0,0,131881.55591600001,1.6791681221345276E-5,10440176.69376,49348500.863092206,0,59788677.556852207,1.9031327148200987E-5,0.88231793245867129,1,0,2,0,0,3,0,0,0,1,10,-5.6800000000000003E-2,1.02,-0.24460000000000001,2.94,-0.20599999999999999,4.3499999999999996,-0.153,11,1,3,8,22,21,16,10,2,26,26,26,2,2,2,2]
[2,2392,18,4,3,0.91649999999999998,368361.36580000003,0,0,0,368361.36580000003,4.6901225768921479E-5,8970970.8320439998,45589480.125187688,0,54560450.957231686,1.7367130934332714E-5,2.7005742022825103,0,1,2,2,0,3,0,0,0,2,10,-0.10340000000000001,1.0349999999999999,-0.42880000000000001,1.52,-7.5999999999999998E-2,4.3499999999999996,-0.153,13,14,19,24,23,0,0,12,2,2,2,2,2,0,0,2]
[2,2391,19,4,3,0.91649999999999998,354450.78874799999,0,0,0,354450.78874799999,4.5130076089652289E-5,8970970.8320439998,45589480.125187688,0,54560450.957231686,1.7367130934332714E-5,2.5985913424787741,0,1,2,2,0,3,0,0,0,2,10,-0.10340000000000001,1.0349999999999999,-0.42880000000000001,1.52,-7.5999999999999998E-2,4.3499999999999996,-0.153,14,15,20,25,24,23,18,13,2,2,2,2,2,2,2,2]
[2,2390,20,5,4,0.83209999999999995,7228.3599000000004,0,0,0,7228.3599000000004,9.2034336682579071E-7,11136474.498768,39901365.788537882,0,51037840.287305884,1.6245849132918823E-5,5.6650985694610877E-2,1,0,2,0,0,3,0,0,0,1,10,-5.6800000000000003E-2,1.02,-0.24460000000000001,2.94,-0.20599999999999999,4.3499999999999996,-0.153,15,16,21,26,25,24,19,14,2,2,2,2,2,2,2,2]
[2,2389,21,5,4,0.83209999999999995,4748.4365680000001,0,0,0,4748.4365680000001,6.0458972140441184E-7,11136474.498768,39901365.788537882,0,51037840.287305884,1.6245849132918823E-5,3.7215027448416774E-2,1,0,2,0,0,3,0,0,0,1,10,-5.6800000000000003E-2,1.02,-0.24460000000000001,2.94,-0.20599999999999999,4.3499999999999996,-0.153,16,17,22,27,26,25,20,15,2,2,2,2,2,2,2,2]
[2,2388,22,5,4,0.83209999999999995,58788.587872000004,0,0,0,58788.587872000004,7.4851954857768397E-6,11136474.498768,39901365.788537882,0,51037840.287305884,1.6245849132918823E-5,0.46074510630593346,1,0,2,0,0,3,0,0,0,1,10,-5.6800000000000003E-2,1.02,-0.24460000000000001,2.94,-0.20599999999999999,4.3499999999999996,-0.153,17,3,8,28,27,26,21,16,2,26,26,2,2,2,2,2]
[2,2383,23,4,3,0.91649999999999998,365270.01130800002,0,0,0,365270.01130800002,4.6507622290320572E-5,8970970.8320439998,45589480.125187688,0,54560450.957231686,1.7367130934332714E-5,2.6779105003682928,0,1,2,2,0,3,0,0,0,2,10,-0.10340000000000001,1.0349999999999999,-0.42880000000000001,1.52,-7.5999999999999998E-2,4.3499999999999996,-0.153,18,19,24,30,29,0,0,0,2,2,2,2,2,0,0,0]
[2,2382,24,4,3,0.91649999999999998,355183.46981600003,0,0,0,355183.46981600003,4.5223363940597931E-5,8970970.8320439998,45589480.125187688,0,54560450.957231686,1.7367130934332714E-5,2.6039628601634379,0,1,2,2,0,3,0,0,0,2,10,-0.10340000000000001,1.0349999999999999,-0.42880000000000001,1.52,-7.5999999999999998E-2,4.3499999999999996,-0.153,19,20,25,31,30,29,23,18,2,2,2,2,2,2,2,2]
[2,2381,25,5,4,0.83209999999999995,6006.5339039999999,0,0,0,6006.5339039999999,7.6477564933652793E-7,11136474.498768,39901365.788537882,0,51037840.287305884,1.6245849132918823E-5,4.7075141661070193E-2,1,0,2,0,0,3,0,0,0,1,10,-5.6800000000000003E-2,1.02,-0.24460000000000001,2.94,-0.20599999999999999,4.3499999999999996,-0.153,20,21,26,32,31,30,24,19,2,2,2,2,2,2,2,2]
[2,2380,26,5,4,0.83209999999999995,5329.8143319999999,0,0,0,5329.8143319999999,6.786130373598626E-7,11136474.498768,39901365.788537882,0,51037840.287305884,1.6245849132918823E-5,4.1771472319338171E-2,1,0,2,0,0,3,0,0,0,1,10,-5.6800000000000003E-2,1.02,-0.24460000000000001,2.94,-0.20599999999999999,4.3499999999999996,-0.153,21,22,27,33,32,31,25,20,2,2,2,2,2,2,2,2]
[2,2379,27,5,4,0.83209999999999995,1336.85796,0,0,0,1336.85796,1.7021404203659784E-7,11136474.498768,39901365.788537882,0,51037840.287305884,1.6245849132918823E-5,1.0477386601583946E-2,1,0,2,0,0,3,0,0,0,1,10,-5.6800000000000003E-2,1.02,-0.24460000000000001,2.94,-0.20599999999999999,4.3499999999999996,-0.153,22,8,28,0,33,32,26,21,2,26,2,0,2,2,2,2]
[2,2378,28,5,4,0.83209999999999995,5246.9084119999998,0,0,0,5246.9084119999998,6.6805712777619751E-7,11136474.498768,39901365.788537882,0,51037840.287305884,1.6245849132918823E-5,4.112171190993761E-2,1,0,2,0,0,3,0,0,0,1,10,-5.6800000000000003E-2,1.02,-0.24460000000000001,2.94,-0.20599999999999999,4.3499999999999996,-0.153,8,9,0,0,0,33,27,22,26,26,0,0,0,2,2,2]
[2,2375,29,4,3,0.91649999999999998,54610.129504000004,0,0,0,54610.129504000004,6.9531776427601246E-6,8970970.8320439998,45589480.125187688,0,54560450.957231686,1.7367130934332714E-5,0.4003642092093942,1,0,2,0,0,3,0,0,0,1,10,-5.6800000000000003E-2,1.02,-0.24460000000000001,2.94,-0.20599999999999999,4.3499999999999996,-0.153,23,24,30,34,0,0,0,0,2,2,2,2,0,0,0,0]
[2,2374,30,4,3,0.91649999999999998,32712.603384000002,0,0,0,32712.603384000002,4.1650980239746108E-6,8970970.8320439998,45589480.125187688,0,54560450.957231686,1.7367130934332714E-5,0.23982648830848144,1,0,2,0,0,3,0,0,0,1,10,-5.6800000000000003E-2,1.02,-0.24460000000000001,2.94,-0.20599999999999999,4.3499999999999996,-0.153,24,25,31,35,34,0,29,23,2,2,2,2,2,0,2,2]
[2,2373,31,5,4,0.83209999999999995,15816.376888000001,0,0,0,15816.376888000001,2.013803650823687E-6,11136474.498768,39901365.788537882,0,51037840.287305884,1.6245849132918823E-5,0.12395804210339084,1,0,2,0,0,3,0,0,0,1,10,-5.6800000000000003E-2,1.02,-0.24460000000000001,2.94,-0.20599999999999999,4.3499999999999996,-0.153,25,26,32,36,35,34,30,24,2,2,2,2,2,2,2,2]
[2,2372,32,5,4,0.83209999999999995,5308.051528,0,0,0,5308.051528,6.7584211109415049E-7,11136474.498768,39901365.788537882,0,51037840.287305884,1.6245849132918823E-5,4.1600910211870519E-2,1,0,2,0,0,3,0,0,0,1,10,-5.6800000000000003E-2,1.02,-0.24460000000000001,2.94,-0.20599999999999999,4.3499999999999996,-0.153,26,27,33,37,36,35,31,25,2,2,2,2,2,2,2,2]
[2,2371,33,5,4,0.83209999999999995,1285.0417600000001,0,0,0,1285.0417600000001,1.6361659854680723E-7,11136474.498768,39901365.788537882,0,51037840.287305884,1.6245849132918823E-5,{"$f":"L43/Q43","v":1.0071286345708599E-2},1,0,2,0,0,3,0,0,0,1,10,-5.6800000000000003E-2,1.02,-0.24460000000000001,2.94,-0.20599999999999999,4.3499999999999996,-0.153,27,28,0,0,37,36,32,26,2,2,0,0,2,2,2,2]
[2,2367,34,4,3,0.91649999999999998,56846.516695999999,0,0,0,56846.516695999999,7.2379233037794864E-6,8970970.8320439998,45589480.125187688,0,54560450.957231686,1.7367130934332714E-5,0.41675987422142302,1,0,2,0,0,3,0,0,0,1,10,-5.6800000000000003E-2,1.02,-0.24460000000000001,2.94,-0.20599999999999999,4.3499999999999996,-0.153,30,31,35,39,38,0,0,0,2,2,2,2,2,0,0,0]
[2,2366,35,5,4,0.83209999999999995,59149.228624000003,0,0,0,59149.228624000003,7.5311136924657825E-6,11136474.498768,39901365.788537882,0,51037840.287305884,1.6245849132918823E-5,0.46357156408682587,1,0,2,0,0,3,0,0,0,1,10,-5.6800000000000003E-2,1.02,-0.24460000000000001,2.94,-0.20599999999999999,4.3499999999999996,-0.153,31,32,36,40,39,38,34,30,2,2,2,2,2,2,2,2]
[2,2365,36,5,4,0.83209999999999995,4225.0929480000004,0,0,0,4225.0929480000004,5.379555421575267E-7,11136474.498768,39901365.788537882,0,51037840.287305884,1.6245849132918823E-5,3.3113414864075777E-2,1,0,2,0,0,3,0,0,0,1,10,-5.6800000000000003E-2,1.02,-0.24460000000000001,2.94,-0.20599999999999999,4.3499999999999996,-0.153,32,33,37,41,40,39,35,31,2,2,2,2,2,2,2,2]
[2,2364,37,5,4,0.83209999999999995,18984.419356000002,0,0,0,18984.419356000002,2.4171713457894856E-6,11136474.498768,39901365.788537882,0,51037840.287305884,1.6245849132918823E-5,0.14878701174760955,1,0,2,0,0,3,0,0,0,1,10,-5.6800000000000003E-2,1.02,-0.24460000000000001,2.94,-0.20599999999999999,4.3499999999999996,-0.153,33,0,0,42,41,40,36,32,2,0,0,2,2,2,2,2]
[2,2361,38,11,9,0.77880000000000005,89045.103375999999,0,0,0,89045.103375999999,1.1337574688335375E-5,12431701.25104,27453119.451729845,0,39884820.702769846,1.2695732738359569E-5,0.89302247629074749,1,0,2,0,0,3,0,0,0,1,10,-5.6800000000000003E-2,1.02,-0.24460000000000001,2.94,-0.20599999999999999,4.3499999999999996,-0.153,34,35,39,43,0,0,0,0,2,2,2,2,0,0,0,0]
[2,2360,39,11,9,0.77880000000000005,91905.357616000008,0,0,0,91905.357616000008,1.1701753568971817E-5,12431701.25104,27453119.451729845,0,39884820.702769846,1.2695732738359569E-5,0.92170761704958626,1,0,2,0,0,3,0,0,0,1,10,-5.6800000000000003E-2,1.02,-0.24460000000000001,2.94,-0.20599999999999999,4.3499999999999996,-0.153,35,36,40,44,43,0,38,34,2,2,2,2,2,0,2,2]
[2,2359,40,11,9,0.77880000000000005,12771.656976,0,0,0,12771.656976,1.6261378713635906E-6,12431701.25104,27453119.451729845,0,39884820.702769846,1.2695732738359569E-5,0.1280853893883801,1,0,2,0,0,3,0,0,0,1,10,-5.6800000000000003E-2,1.02,-0.24460000000000001,2.94,-0.20599999999999999,4.3499999999999996,-0.153,36,37,41,45,44,43,39,35,2,2,2,2,2,2,2,2]
[2,2358,41,11,9,0.77880000000000005,18834.152376000002,0,0,0,18834.152376000002,2.3980387596690928E-6,12431701.25104,27453119.451729845,0,39884820.702769846,1.2695732738359569E-5,0.1888854159967884,1,0,2,0,0,3,0,0,0,1,10,-5.6800000000000003E-2,1.02,-0.24460000000000001,2.94,-0.20599999999999999,4.3499999999999996,-0.153,37,0,42,46,45,44,40,36,2,0,2,2,2,2,2,2]
[2,2357,42,11,9,0.77880000000000005,18883.895928000002,0,0,0,18883.895928000002,2.4043723054192915E-6,12431701.25104,27453119.451729845,0,39884820.702769846,1.2695732738359569E-5,0.18938428800998558,1,0,2,0,0,3,0,0,0,1,10,-5.6800000000000003E-2,1.02,-0.24460000000000001,2.94,-0.20599999999999999,4.3499999999999996,-0.153,0,0,0,0,46,45,41,37,0,0,0,0,2,2,2,2]
[2,2355,43,11,9,0.77880000000000005,90767.473864,0,0,0,90767.473864,1.1556873709936015E-5,12431701.25104,27453119.451729845,0,39884820.702769846,1.2695732738359569E-5,0.91029591974770041,1,0,2,0,0,3,0,0,0,1,10,-5.6800000000000003E-2,1.02,-0.24460000000000001,2.94,-0.20599999999999999,4.3499999999999996,-0.153,39,40,44,48,47,0,0,0,2,2,2,2,2,0,0,0]
[2,2354,44,11,9,0.77880000000000005,64315.303764000004,0,0,0,64315.303764000004,8.1888788083979063E-6,12431701.25104,27453119.451729845,0,39884820.702769846,1.2695732738359569E-5,0.64501033356314974,1,0,2,0,0,3,0,0,0,1,10,-5.6800000000000003E-2,1.02,-0.24460000000000001,2.94,-0.20599999999999999,4.3499999999999996,-0.153,40,41,45,49,48,47,43,39,2,2,2,2,2,2,2,2]
[2,2353,45,11,9,0.77880000000000005,243.53614000000002,0,0,0,243.53614000000002,3.1007984402015889E-8,12431701.25104,27453119.451729845,0,39884820.702769846,1.2695732738359569E-5,2.4423942312779396E-3,1,0,2,0,0,3,0,0,0,1,10,-5.6800000000000003E-2,1.02,-0.24460000000000001,2.94,-0.20599999999999999,4.3499999999999996,-0.153,41,42,46,50,49,48,44,40,2,2,2,2,2,2,2,2]
[2,2352,46,11,9,0.77880000000000005,18101.471308,0,0,0,18101.471308,2.3047509087234531E-6,12431701.25104,27453119.451729845,0,39884820.702769846,1.2695732738359569E-5,0.18153744696907134,1,0,2,0,0,3,0,0,0,1,10,-5.6800000000000003E-2,1.02,-0.24460000000000001,2.94,-0.20599999999999999,4.3499999999999996,-0.153,42,0,0,0,50,49,45,41,2,0,0,0,2,2,2,2]
[2,2349,47,11,9,0.77880000000000005,75298.265515999999,0,0,0,75298.265515999999,9.5872729304939248E-6,12431701.25104,27453119.451729845,0,39884820.702769846,1.2695732738359569E-5,0.75515711681031406,1,0,2,0,0,3,0,0,0,1,10,-5.6800000000000003E-2,1.02,-0.24460000000000001,2.94,-0.20599999999999999,4.3499999999999996,-0.153,43,44,48,51,0,0,0,0,2,2,2,2,0,0,0,0]
[2,2348,48,11,9,0.77880000000000005,42536.954903999998,0,0,0,42536.954903999998,5.415973309638911E-6,12431701.25104,27453119.451729845,0,39884820.702769846,1.2695732738359569E-5,0.42659793028525234,1,0,2,0,0,3,0,0,0,1,10,-5.6800000000000003E-2,1.02,-0.24460000000000001,2.94,-0.20599999999999999,4.3499999999999996,-0.153,44,45,49,52,51,0,47,43,2,2,2,2,2,0,2,2]
[2,2347,49,11,9,0.77880000000000005,102.596076,0,0,0,102.596076,1.3062938109785415E-8,12431701.25104,27453119.451729845,0,39884820.702769846,1.2695732738359569E-5,1.028923527219217E-3,1,0,2,0,0,3,0,0,0,1,10,-5.6800000000000003E-2,1.02,-0.24460000000000001,2.94,-0.20599999999999999,4.3499999999999996,-0.153,45,46,50,53,52,51,48,44,2,2,2,2,2,2,2,2]
[2,2346,50,11,9,0.77880000000000005,292.24336800000003,0,0,0,292.24336800000003,3.7209581282419071E-8,12431701.25104,27453119.451729845,0,39884820.702769846,1.2695732738359569E-5,2.9308730775335278E-3,1,0,2,0,0,3,0,0,0,1,10,-5.6800000000000003E-2,1.02,-0.24460000000000001,2.94,-0.20599999999999999,4.3499999999999996,-0.153,46,0,0,0,53,52,49,45,2,0,0,0,2,2,2,2]
[2,2343,51,11,9,0.77880000000000005,8309.2458320000005,0,0,0,8309.2458320000005,1.057966038022823E-6,12431701.25104,27453119.451729845,0,39884820.702769846,1.2695732738359569E-5,8.3332412537814982E-2,1,0,2,0,0,3,0,0,0,1,10,-5.6800000000000003E-2,1.02,-0.24460000000000001,2.94,-0.20599999999999999,4.3499999999999996,-0.153,48,49,52,55,54,0,0,47,2,2,2,2,2,0,0,2]
[2,2342,52,11,9,0.77880000000000005,94.305484000000007,0,0,0,94.305484000000007,1.2007347151418919E-8,12431701.25104,27453119.451729845,0,39884820.702769846,1.2695732738359569E-5,9.4577819168635113E-4,1,0,2,0,0,3,0,0,0,1,10,-5.6800000000000003E-2,1.02,-0.24460000000000001,2.94,-0.20599999999999999,4.3499999999999996,-0.153,49,50,53,56,55,54,51,48,2,2,2,2,2,2,2,2]
[2,2341,53,11,9,0.77880000000000005,355.45913200000001,0,0,0,355.45913200000001,4.5258462339963617E-8,12431701.25104,27453119.451729845,0,39884820.702769846,1.2695732738359569E-5,3.564856260971631E-3,1,0,2,0,0,3,0,0,0,1,10,-5.6800000000000003E-2,1.02,-0.24460000000000001,2.94,-0.20599999999999999,4.3499999999999996,-0.153,50,0,0,57,56,55,52,49,2,0,0,2,2,2,2,2]
[2,2334,54,17,15,0.77880000000000005,3224.003964,0,0,0,3224.003964,4.1049293393477202E-7,12593643.457224,25172152.202589482,0,37765795.659813479,1.2021226118115525E-5,3.4147343199557242E-2,1,0,2,0,0,3,0,0,0,1,10,-5.6800000000000003E-2,1.02,-0.24460000000000001,2.94,-0.20599999999999999,4.3499999999999996,-0.153,51,52,55,58,0,0,0,0,2,2,2,2,0,0,0,0]
[2,2333,55,17,15,0.77880000000000005,273.58953600000001,0,0,0,273.58953600000001,3.4834501626094445E-8,12593643.457224,25172152.202589482,0,37765795.659813479,1.2021226118115525E-5,2.8977494711292548E-3,1,0,2,0,0,3,0,0,0,1,10,-5.6800000000000003E-2,1.02,-0.24460000000000001,2.94,-0.20599999999999999,4.3499999999999996,-0.153,52,53,56,59,58,0,54,51,2,2,2,2,2,0,2,2]
[2,2332,56,17,15,0.77880000000000005,323.33308800000003,0,0,0,323.33308800000003,4.1168047376293434E-8,12593643.457224,25172152.202589482,0,37765795.659813479,1.2021226118115525E-5,3.4246130113345739E-3,1,0,2,0,0,3,0,0,0,1,10,-5.6800000000000003E-2,1.02,-0.24460000000000001,2.94,-0.20599999999999999,4.3499999999999996,-0.153,53,0,57,60,59,58,55,52,2,0,2,2,2,2,2,2]
[2,2331,57,17,15,0.77880000000000005,290.17072000000002,0,0,0,290.17072000000002,3.6945683542827444E-8,12593643.457224,25172152.202589482,0,37765795.659813479,1.2021226118115525E-5,3.0733706511976945E-3,1,0,2,0,0,3,0,0,0,1,10,-5.6800000000000003E-2,1.02,-0.24460000000000001,2.94,-0.20599999999999999,4.3499999999999996,-0.153,0,0,0,61,60,59,56,53,0,0,0,2,2,2,2,2]
[2,2327,58,17,15,0.77880000000000005,281.88012800000001,0,0,0,281.88012800000001,3.5890092584460941E-8,12593643.457224,25172152.202589482,0,37765795.659813479,1.2021226118115525E-5,2.9855600611634744E-3,1,0,2,0,0,3,0,0,0,1,10,-5.6800000000000003E-2,1.02,-0.24460000000000001,2.94,-0.20599999999999999,4.3499999999999996,-0.153,55,56,59,62,0,0,0,54,2,2,2,2,0,0,0,2]
[2,2326,59,17,15,0.77880000000000005,311.93352400000003,0,0,0,311.93352400000003,3.9716609808539504E-8,12593643.457224,25172152.202589482,0,37765795.659813479,1.2021226118115525E-5,3.3038734500375217E-3,{"$f":"IF(R69<=2,1,0)","v":1},{"$f":"IF(R69>2,1,0)","v":0},{"$f":"IF(R69<=6,2,0)","v":2},0,{"$f":"IF(R69>6,1,0)","v":0},{"$f":"IF(R69<=10,3,0)","v":3},0,{"$f":"IF(R69>10,4,0)","v":0},0,1,10,-5.6800000000000003E-2,1.02,-0.24460000000000001,2.94,-0.20599999999999999,4.3499999999999996,-0.153,56,57,60,63,62,0,58,55,2,2,2,2,2,0,2,2]
[2,2325,60,17,15,0.77880000000000005,270.48056400000002,0,0,0,270.48056400000002,3.4438655016707011E-8,12593643.457224,25172152.202589482,0,{"$f":"SUM(M70:O70)","v":37765795.659813479},{"$f":"P70/(PI()*1000000^2)","v":1.2021226118115525E-5},2.8648204998664227E-3,1,0,2,{"$f":"T70*U70","v":0},0,3,{"$f":"W70*X70","v":0},0,{"$f":"IF(Z70=4,AB70,0)","v":0},1,10,-5.6800000000000003E-2,1.02,-0.24460000000000001,2.94,-0.20599999999999999,4.3499999999999996,-0.153,57,0,61,64,63,62,59,56,2,0,2,2,2,2,2,2]
[2,2324,61,17,15,0.77880000000000005,88.087540000000004,0,0,0,88.087540000000004,1.1215653932644044E-8,12593643.457224,25172152.202589482,0,37765795.659813479,1.2021226118115525E-5,9.329875191135857E-4,1,0,2,0,0,3,0,0,0,1,10,-5.6800000000000003E-2,1.02,-0.24460000000000001,2.94,-0.20599999999999999,4.3499999999999996,-0.153,0,0,0,65,64,63,60,57,0,0,0,2,2,2,2,2]
[2,2322,62,17,15,0.77880000000000005,240.42716799999999,0,0,0,240.42716799999999,3.0612137792628448E-8,12593643.457224,25172152.202589482,0,37765795.659813479,1.2021226118115525E-5,2.546507110992375E-3,1,0,2,0,0,3,0,0,0,1,10,-5.6800000000000003E-2,1.02,-0.24460000000000001,2.94,-0.20599999999999999,4.3499999999999996,-0.153,59,60,63,67,0,0,0,58,2,2,2,2,0,0,0,2]
[2,2321,63,17,15,0.77880000000000005,254.93570400000002,0,0,0,254.93570400000002,3.2459421969769826E-8,12593643.457224,25172152.202589482,0,37765795.659813479,1.2021226118115525E-5,2.7001756435522601E-3,1,0,2,0,0,3,0,0,0,1,10,-5.6800000000000003E-2,1.02,-0.24460000000000001,2.94,-0.20599999999999999,4.3499999999999996,-0.153,60,61,64,68,67,0,62,59,2,2,2,2,2,0,2,2]
[2,2320,64,17,15,0.77880000000000005,173.06610800000001,0,0,0,173.06610800000001,2.2035461255900654E-8,12593643.457224,25172152.202589482,0,37765795.659813479,1.2021226118115525E-5,1.8330460669643393E-3,1,0,2,0,0,3,0,0,0,1,10,-5.6800000000000003E-2,1.02,-0.24460000000000001,2.94,-0.20599999999999999,4.3499999999999996,-0.153,61,0,65,69,68,67,63,60,2,0,2,2,2,2,2,2]
[2,2021,65,18,15,0.83499999999999996,13.472212000000001,0,0,0,13.472212000000001,{"$f":"K75/(PI()*50000^2)","v":1.7153353073455598E-9},12593643.457224,25172152.202589482,0,37765795.659813479,1.2021226118115525E-5,{"$f":"L75/Q75","v":1.4269220880560725E-4},1,0,2,0,0,3,0,0,0,1,10,-5.6800000000000003E-2,1.02,-0.24460000000000001,2.94,-0.20599999999999999,4.3499999999999996,-0.153,0,0,66,0,69,68,64,61,0,0,2,0,2,2,2,2]
[2,2020,66,18,15,0.83499999999999996,628.01234399999998,0,0,0,{"$f":"SUM(G76:J76)","v":628.01234399999998},7.9961015096262236E-8,12593643.457224,25172152.202589482,0,37765795.659813479,1.2021226118115525E-5,6.6516521950921517E-3,1,0,2,0,0,3,0,0,0,1,10,-5.6800000000000003E-2,1.02,-0.24460000000000001,2.94,-0.20599999999999999,4.3499999999999996,-0.153,0,0,0,0,0,69,65,0,0,0,0,0,0,2,2,0]
[2,2318,67,17,15,0.77880000000000005,166.848164,0,0,0,166.848164,2.1243768037125779E-8,12593643.457224,25172152.202589482,0,37765795.659813479,1.2021226118115525E-5,1.7671881244386743E-3,1,0,2,0,0,3,0,0,0,1,10,-5.6800000000000003E-2,1.02,-0.24460000000000001,2.94,-0.20599999999999999,4.3499999999999996,-0.153,63,64,68,70,0,0,0,62,2,2,2,2,0,0,0,2]
[2,2317,68,17,15,0.77880000000000005,172.02978400000001,0,0,0,172.02978400000001,2.190351238610484E-8,12593643.457224,25172152.202589482,0,37765795.659813479,1.2021226118115525E-5,1.8220697432100616E-3,1,0,2,0,0,3,0,0,0,1,10,-5.6800000000000003E-2,1.02,-0.24460000000000001,2.94,-0.20599999999999999,4.3499999999999996,-0.153,64,65,69,71,70,0,67,63,2,2,2,2,2,0,2,2]
[2,2013,69,18,15,0.83499999999999996,779.31564800000001,0,0,0,779.31564800000001,9.9225550086450843E-8,12593643.457224,25172152.202589482,0,37765795.659813479,1.2021226118115525E-5,8.2541954632166653E-3,1,0,2,0,0,3,0,0,0,1,10,-5.6800000000000003E-2,1.02,-0.24460000000000001,2.94,-0.20599999999999999,4.3499999999999996,-0.153,65,66,0,72,71,70,68,64,2,2,0,2,2,2,2,2]
[2,2315,70,25,15,0.9173,444.58299600000004,0,0,0,444.58299600000004,5.6606065142403472E-8,12593643.457224,25172152.202589482,0,37765795.659813479,1.2021226118115525E-5,4.7088428905850384E-3,1,0,2,0,0,3,0,0,0,1,10,-5.6800000000000003E-2,1.02,-0.24460000000000001,2.94,-0.20599999999999999,4.3499999999999996,-0.153,68,69,71,74,73,0,0,67,2,2,2,2,2,0,0,2]
[2,2005,71,26,22,0.82530000000000003,1077.7769599999999,0,0,0,1077.7769599999999,1.3722682458764476E-7,15755820.331383999,17805271.487446081,0,33561091.81883008,1.0682827317055551E-5,1.2845553009038793E-2,1,0,2,0,0,3,0,0,0,1,10,-5.6800000000000003E-2,1.02,-0.24460000000000001,2.94,-0.20599999999999999,4.3499999999999996,-0.153,69,0,72,75,74,73,70,68,2,0,2,2,2,2,2,2]
[2,2004,72,26,22,0.82530000000000003,644.59352799999999,0,0,0,644.59352799999999,8.2072197012995241E-8,15755820.331383999,17805271.487446081,0,33561091.81883008,1.0682827317055551E-5,7.6826288188674334E-3,1,0,2,0,0,3,0,0,0,1,10,-5.6800000000000003E-2,1.02,-0.24460000000000001,2.94,-0.20599999999999999,4.3499999999999996,-0.153,0,0,0,76,75,74,71,69,0,0,0,2,2,2,2,2]
[2,2312,73,25,22,0.9173,923.36468400000001,0,0,0,923.36468400000001,1.1756644298806875E-7,15755820.331383999,17805271.487446081,0,33561091.81883008,1.0682827317055551E-5,1.100518051062843E-2,1,0,2,0,0,3,0,0,0,1,10,-5.6800000000000003E-2,1.02,-0.24460000000000001,2.94,-0.20599999999999999,4.3499999999999996,-0.153,70,71,74,77,0,0,0,0,2,2,2,2,0,0,0,0]
[2,1996,74,26,22,0.82530000000000003,1560.7039440000001,0,0,0,1560.7039440000001,1.987149979124933E-7,15755820.331383999,17805271.487446081,0,33561091.81883008,1.0682827317055551E-5,1.8601348876550409E-2,1,0,2,0,0,3,0,0,0,1,10,-5.6800000000000003E-2,1.02,-0.24460000000000001,2.94,-0.20599999999999999,4.3499999999999996,-0.153,71,72,75,78,77,0,73,70,2,2,2,2,2,0,2,2]
[2,1995,75,26,22,0.82530000000000003,666.35633200000007,0,0,0,666.35633200000007,8.4843123278707308E-8,15755820.331383999,17805271.487446081,0,33561091.81883008,1.0682827317055551E-5,7.9420101777037937E-3,1,0,2,0,0,3,0,0,0,1,10,-5.6800000000000003E-2,1.02,-0.24460000000000001,2.94,-0.20599999999999999,4.3499999999999996,-0.153,72,0,76,79,78,77,74,71,2,0,2,2,2,2,2,2]
[2,1994,76,26,22,0.82530000000000003,106.741372,0,0,0,106.741372,1.3590733588968665E-8,15755820.331383999,17805271.487446081,0,33561091.81883008,1.0682827317055551E-5,1.2722038076259576E-3,1,0,2,0,0,3,0,0,0,1,10,-5.6800000000000003E-2,1.02,-0.24460000000000001,2.94,-0.20599999999999999,4.3499999999999996,-0.153,0,0,0,0,79,78,75,72,0,0,0,0,2,2,2,2]
[2,1987,77,26,22,0.82530000000000003,1173.118768,0,0,0,1173.118768,1.4936612060885951E-7,15755820.331383999,17805271.487446081,0,33561091.81883008,1.0682827317055551E-5,1.3981890390607613E-2,1,0,2,0,0,3,0,0,0,1,10,-5.6800000000000003E-2,1.02,-0.24460000000000001,2.94,-0.20599999999999999,4.3499999999999996,-0.153,74,75,78,81,80,0,0,73,2,2,2,2,2,0,0,2]
[2,1986,78,26,22,0.82530000000000003,67.361059999999995,0,0,0,67.361059999999995,8.5766765367277977E-9,15755820.331383999,17805271.487446081,0,33561091.81883008,1.0682827317055551E-5,8.0284706306492457E-4,1,0,2,0,0,3,0,0,0,1,10,-5.6800000000000003E-2,1.02,-0.24460000000000001,2.94,-0.20599999999999999,4.3499999999999996,-0.153,75,76,79,82,81,80,77,74,2,2,2,2,2,2,2,2]
[2,1985,79,26,22,0.82530000000000003,200.01053200000001,0,0,0,200.01053200000001,2.5466131870591772E-8,15755820.331383999,17805271.487446081,0,33561091.81883008,1.0682827317055551E-5,2.3838382026389305E-3,1,0,2,0,0,3,0,0,0,1,10,-5.6800000000000003E-2,1.02,-0.24460000000000001,2.94,-0.20599999999999999,4.3499999999999996,-0.153,76,0,0,83,82,81,78,75,2,0,0,2,2,2,2,2]
[2,1978,80,26,22,0.82530000000000003,15101.313328,0,0,0,15101.313328,1.9227589306645765E-6,15755820.331383999,17805271.487446081,0,33561091.81883008,1.0682827317055551E-5,0.17998596004587819,1,0,2,0,0,3,0,0,0,1,10,-5.6800000000000003E-2,1.02,-0.24460000000000001,2.94,-0.20599999999999999,4.3499999999999996,-0.153,77,78,81,3,2,1,0,0,2,2,2,3,3,3,0,0]
[2,1977,81,26,22,0.82530000000000003,851.85832800000003,0,0,0,851.85832800000003,1.0846197097215771E-7,15755820.331383999,17805271.487446081,0,33561091.81883008,1.0682827317055551E-5,1.0152927474451817E-2,1,0,2,0,0,3,0,0,0,1,10,-5.6800000000000003E-2,1.02,-0.24460000000000001,2.94,-0.20599999999999999,4.3499999999999996,-0.153,78,79,82,4,3,2,80,77,2,2,2,3,3,3,2,2]
[2,1976,82,26,22,0.82530000000000003,262.18997200000001,0,0,0,262.18997200000001,3.3383064058340508E-8,15755820.331383999,17805271.487446081,0,33561091.81883008,1.0682827317055551E-5,3.1249277993142454E-3,1,0,2,0,0,3,0,0,0,1,10,-5.6800000000000003E-2,1.02,-0.24460000000000001,2.94,-0.20599999999999999,4.3499999999999996,-0.153,79,0,83,5,4,3,81,78,2,0,2,3,3,3,2,2]
[2,1975,83,26,22,0.82530000000000003,202.08318,0,0,0,202.08318,2.5730029610183396E-8,15755820.331383999,17805271.487446081,0,33561091.81883008,1.0682827317055551E-5,2.4085411891947742E-3,1,0,2,0,0,3,0,0,0,1,10,-5.6800000000000003E-2,1.02,-0.24460000000000001,2.94,-0.20599999999999999,4.3499999999999996,-0.153,0,0,0,0,5,4,82,79,0,0,0,0,3,3,2,2]
[3,"BAJA CALIFORNIA SUR",null,null,0,null,null,null,null,null,null,null,null,null,null,null,null,null,null,null,null,null,null,null,null,null,null,0]
[3,2404,1,33,29,0.91820000000000002,15059.860368,0,0,0,15059.860368,1.9174809758727442E-6,13288326.669439999,16319240.916561002,0,29607567.586001001,9.4243814684788701E-6,{"$f":"L95/Q95","v":0.20345960976707289},1,0,2,0,0,3,0,0,0,1,10,-5.6800000000000003E-2,1.02,-0.24460000000000001,2.94,-0.20599999999999999,4.3499999999999996,-0.153,0,80,2,9,8,7,0,0,0,2,3,3,3,3,0,0]
[3,2255,2,34,30,0.91820000000000002,21032.19558,0,0,0,21032.19558,2.6779023125060104E-6,16482334.23526,16044007.620532323,0,32526341.855792321,1.0353456174092321E-5,0.25864815260501933,1,0,2,0,0,3,0,0,0,1,10,-5.6800000000000003E-2,1.02,-0.24460000000000001,2.94,-0.20599999999999999,4.3499999999999996,-0.153,80,91,3,10,9,8,1,0,2,2,3,3,3,3,3,0]
[3,2254,3,34,30,0.91820000000000002,16007.060504000001,0,0,0,16007.060504000001,2.0380822428661168E-6,16482334.23526,16044007.620532323,0,32526341.855792321,1.0353456174092321E-5,0.19685042449554713,1,0,2,0,0,3,0,0,0,1,10,-5.6800000000000003E-2,1.02,-0.24460000000000001,2.94,-0.20599999999999999,4.3499999999999996,-0.153,81,82,4,11,10,9,2,80,2,2,3,3,3,3,3,2]
[3,2253,4,34,30,0.91820000000000002,15244.32604,0,0,0,15244.32604,1.9409678746963986E-6,16482334.23526,16044007.620532323,0,32526341.855792321,1.0353456174092321E-5,0.18747052598274619,1,0,2,0,0,3,0,0,0,1,10,-5.6800000000000003E-2,1.02,-0.24460000000000001,2.94,-0.20599999999999999,4.3499999999999996,-0.153,82,83,5,12,11,10,3,81,2,2,3,3,3,3,3,2]
[3,2252,5,34,30,0.91820000000000002,476.70904000000002,0,0,0,476.70904000000002,6.0696480106073655E-8,16482334.23526,16044007.620532323,0,32526341.855792321,1.0353456174092321E-5,5.8624365705005621E-3,1,0,2,0,0,3,0,0,0,1,10,-5.6800000000000003E-2,1.02,-0.24460000000000001,2.94,-0.20599999999999999,4.3499999999999996,-0.153,83,0,0,13,12,11,4,82,2,0,0,3,3,3,3,2]
[3,2402,6,33,29,0.91820000000000002,3119.3352399999999,0,0,0,3119.3352399999999,3.9716609808539493E-7,13288326.669439999,16319240.916561002,0,29607567.586001001,9.4243814684788701E-6,4.2142404720540136E-2,1,0,2,0,0,3,0,0,0,1,10,-5.6800000000000003E-2,1.02,-0.24460000000000001,2.94,-0.20599999999999999,4.3499999999999996,-0.153,0,0,7,14,0,0,0,0,0,0,3,3,0,0,0,0]
[3,2401,7,33,29,0.91820000000000002,2789.784208,0,0,0,2789.784208,3.5520635749032666E-7,13288326.669439999,16319240.916561002,0,29607567.586001001,9.4243814684788701E-6,3.7690150667007996E-2,1,0,2,0,0,3,0,0,0,1,10,-5.6800000000000003E-2,1.02,-0.24460000000000001,2.94,-0.20599999999999999,4.3499999999999996,-0.153,0,1,8,15,14,0,6,0,0,3,3,3,3,0,3,0]
[3,2400,8,33,29,0.91820000000000002,14555.17058,0,0,0,14555.17058,1.8532218762821836E-6,13288326.669439999,16319240.916561002,0,29607567.586001001,9.4243814684788701E-6,0.19664122069766987,1,0,2,0,0,3,0,0,0,1,10,-5.6800000000000003E-2,1.02,-0.24460000000000001,2.94,-0.20599999999999999,4.3499999999999996,-0.153,1,2,9,16,15,14,7,0,3,3,3,3,3,3,3,0]
[3,2249,9,34,30,0.91820000000000002,28302.008440000001,0,0,0,28302.008440000001,3.6035236341236336E-6,16482334.23526,16044007.620532323,0,32526341.855792321,1.0353456174092321E-5,0.34805031030515293,1,0,2,0,0,3,0,0,0,1,10,-5.6800000000000003E-2,1.02,-0.24460000000000001,2.94,-0.20599999999999999,4.3499999999999996,-0.153,2,3,10,17,16,15,8,1,3,3,3,3,3,3,3,3]
[3,2248,10,34,30,0.91820000000000002,17495.221767999999,0,0,0,17495.221767999999,2.2275608198929031E-6,16482334.23526,16044007.620532323,0,32526341.855792321,1.0353456174092321E-5,0.21515142213737062,1,0,2,0,0,3,0,0,0,1,10,-5.6800000000000003E-2,1.02,-0.24460000000000001,2.94,-0.20599999999999999,4.3499999999999996,-0.153,3,4,11,18,17,16,9,2,3,3,3,3,3,3,3,3]
[3,2247,11,34,30,0.91820000000000002,18854.878855999999,0,0,0,18854.878855999999,2.4006777370650087E-6,16482334.23526,16044007.620532323,0,32526341.855792321,1.0353456174092321E-5,0.23187211079062436,1,0,2,0,0,3,0,0,0,1,10,-5.6800000000000003E-2,1.02,-0.24460000000000001,2.94,-0.20599999999999999,4.3499999999999996,-0.153,4,5,12,19,18,17,10,3,3,3,3,3,3,3,3,3]
[3,2246,12,34,30,0.91820000000000002,4925.6479719999998,0,0,0,4925.6479719999998,6.2715297813949574E-7,16482334.23526,16044007.620532323,0,32526341.855792321,1.0353456174092321E-5,6.0574263086063403E-2,1,0,2,0,0,3,0,0,0,1,10,-5.6800000000000003E-2,1.02,-0.24460000000000001,2.94,-0.20599999999999999,4.3499999999999996,-0.153,5,0,13,20,19,18,11,4,3,0,3,3,3,3,3,3]
[3,2245,13,34,30,0.91820000000000002,13116.752868,0,0,0,13116.752868,1.670076845005596E-6,16482334.23526,16044007.620532323,0,32526341.855792321,1.0353456174092321E-5,0.16130621668005565,1,0,2,0,0,3,0,0,0,1,10,-5.6800000000000003E-2,1.02,-0.24460000000000001,2.94,-0.20599999999999999,4.3499999999999996,-0.153,0,0,0,0,20,19,12,5,0,0,0,0,3,3,3,3]
[3,2399,14,33,29,0.91820000000000002,1559.6676199999999,0,0,0,1559.6676199999999,1.9858304904269747E-7,13288326.669439999,16319240.916561002,0,29607567.586001001,9.4243814684788701E-6,2.1071202360270068E-2,1,0,2,0,0,3,0,0,0,1,10,-5.6800000000000003E-2,1.02,-0.24460000000000001,2.94,-0.20599999999999999,4.3499999999999996,-0.153,7,8,15,21,0,0,0,6,3,3,3,3,0,0,0,3]
[3,2398,15,33,29,0.91820000000000002,1821.8575920000001,0,0,0,1821.8575920000001,2.3196611310103799E-7,13288326.669439999,16319240.916561002,0,29607567.586001001,9.4243814684788701E-6,2.4613404484621119E-2,1,0,2,0,0,3,0,0,0,1,10,-5.6800000000000003E-2,1.02,-0.24460000000000001,2.94,-0.20599999999999999,4.3499999999999996,-0.153,8,9,16,22,21,0,14,7,3,3,3,3,3,0,3,3]
[3,2243,16,34,30,0.91820000000000002,4648.9494640000003,0,0,0,4648.9494640000003,5.9192262990401394E-7,16482334.23526,16044007.620532323,0,32526341.855792321,1.0353456174092321E-5,5.7171500989707649E-2,1,0,2,0,0,3,0,0,0,1,10,-5.6800000000000003E-2,1.02,-0.24460000000000001,2.94,-0.20599999999999999,4.3499999999999996,-0.153,9,10,17,23,22,21,15,8,3,3,3,3,3,3,3,3]
[3,2242,17,34,30,0.91820000000000002,16783.267179999999,0,0,0,16783.267179999999,2.1369119463431798E-6,16482334.23526,16044007.620532323,0,32526341.855792321,1.0353456174092321E-5,0.20639600056360127,1,0,2,0,0,3,0,0,0,1,10,-5.6800000000000003E-2,1.02,-0.24460000000000001,2.94,-0.20599999999999999,4.3499999999999996,-0.153,10,11,18,24,23,22,16,9,3,3,3,3,3,3,3,3]
[3,2241,18,34,30,0.91820000000000002,19250.754624000001,0,0,0,19250.754624000001,2.4510822053270092E-6,16482334.23526,16044007.620532323,0,32526341.855792321,1.0353456174092321E-5,0.23674048202960529,1,0,2,0,0,3,0,0,0,1,10,-5.6800000000000003E-2,1.02,-0.24460000000000001,2.94,-0.20599999999999999,4.3499999999999996,-0.153,11,12,19,25,24,23,17,10,3,3,3,3,3,3,3,3]
[3,2240,19,34,30,0.91820000000000002,5552.6239919999998,0,0,0,5552.6239919999998,7.0698204436596222E-7,16482334.23526,16044007.620532323,0,32526341.855792321,1.0353456174092321E-5,6.8284641619004369E-2,1,0,2,0,0,3,0,0,0,1,10,-5.6800000000000003E-2,1.02,-0.24460000000000001,2.94,-0.20599999999999999,4.3499999999999996,-0.153,12,13,20,26,25,24,18,11,3,3,3,3,3,3,3,3]
[3,2239,20,34,30,0.91820000000000002,17290.029616,0,0,0,17290.029616,2.2014349436733319E-6,16482334.23526,16044007.620532323,0,32526341.855792321,1.0353456174092321E-5,0.21262802552658991,1,0,2,0,0,3,0,0,0,1,10,-5.6800000000000003E-2,1.02,-0.24460000000000001,2.94,-0.20599999999999999,4.3499999999999996,-0.153,13,0,0,27,26,25,19,12,3,0,0,3,3,3,3,3]
[3,2396,21,33,29,0.91820000000000002,1806.3127320000001,0,0,0,1806.3127320000001,2.2998688005410081E-7,13288326.669439999,16319240.916561002,0,29607567.586001001,9.4243814684788701E-6,2.4403392500963943E-2,1,0,2,0,0,3,0,0,0,1,10,-5.6800000000000003E-2,1.02,-0.24460000000000001,2.94,-0.20599999999999999,4.3499999999999996,-0.153,15,16,22,0,0,0,0,14,3,3,3,0,0,0,0,3]
[3,2236,22,34,30,0.91820000000000002,2806.3653920000002,0,0,0,2806.3653920000002,3.5731753940705967E-7,16482334.23526,16044007.620532323,0,32526341.855792321,1.0353456174092321E-5,3.4511909201990265E-2,1,0,2,0,0,3,0,0,0,1,10,-5.6800000000000003E-2,1.02,-0.24460000000000001,2.94,-0.20599999999999999,4.3499999999999996,-0.153,16,17,23,28,0,0,21,15,3,3,3,3,0,0,3,3]
[3,2235,23,34,30,0.91820000000000002,5913.2647440000001,0,0,0,5913.2647440000001,7.5290025105490487E-7,16482334.23526,16044007.620532323,0,32526341.855792321,1.0353456174092321E-5,7.271970232886131E-2,1,0,2,0,0,3,0,0,0,1,10,-5.6800000000000003E-2,1.02,-0.24460000000000001,2.94,-0.20599999999999999,4.3499999999999996,-0.153,17,18,24,29,28,0,22,16,3,3,3,3,3,0,3,3]
[3,2234,24,34,30,0.91820000000000002,5344.3228680000002,0,0,0,5344.3228680000002,6.8046032153700401E-7,16482334.23526,16044007.620532323,0,32526341.855792321,1.0353456174092321E-5,6.5723011726242175E-2,1,0,2,0,0,3,0,0,0,1,10,-5.6800000000000003E-2,1.02,-0.24460000000000001,2.94,-0.20599999999999999,4.3499999999999996,-0.153,18,19,25,30,29,28,23,17,3,3,3,3,3,3,3,3]
[3,2233,25,34,30,0.91820000000000002,4042.699924,0,0,0,4042.699924,5.1473254107346371E-7,16482334.23526,16044007.620532323,0,32526341.855792321,1.0353456174092321E-5,4.9716011003310197E-2,1,0,2,0,0,3,0,0,0,1,10,-5.6800000000000003E-2,1.02,-0.24460000000000001,2.94,-0.20599999999999999,4.3499999999999996,-0.153,19,20,26,31,30,29,24,18,3,3,3,3,3,3,3,3]
[3,2232,26,34,30,0.91820000000000002,17729.430992000001,0,0,0,17729.430992000001,2.2573812644667566E-6,16482334.23526,16044007.620532323,0,32526341.855792321,1.0353456174092321E-5,0.2180316627133122,1,0,2,0,0,3,0,0,0,1,10,-5.6800000000000003E-2,1.02,-0.24460000000000001,2.94,-0.20599999999999999,4.3499999999999996,-0.153,20,0,27,32,31,30,25,19,3,0,3,3,3,3,3,3]
[3,2231,27,34,30,0.91820000000000002,19612.431700000001,0,0,0,19612.431700000001,2.4971323608857477E-6,16482334.23526,16044007.620532323,0,32526341.855792321,1.0353456174092321E-5,0.24118828716678942,1,0,2,0,0,3,0,0,0,1,10,-5.6800000000000003E-2,1.02,-0.24460000000000001,2.94,-0.20599999999999999,4.3499999999999996,-0.153,0,0,0,1,null,1,26,20,0,0,0,3,0,3,3,3]
[3,2228,28,42,38,0.88480000000000003,2300.6392799999999,0,0,0,2300.6392799999999,2.9292649094670325E-7,17240473.638643999,13147147.022320082,0,30387620.660964079,9.6726800739876825E-6,3.0283901535672383E-2,1,0,2,0,0,3,0,0,0,1,10,-5.6800000000000003E-2,1.02,-0.24460000000000001,2.94,-0.20599999999999999,4.3499999999999996,-0.153,23,24,29,0,0,0,0,22,3,3,3,0,0,0,0,3]
[3,2227,29,42,38,0.88480000000000003,1705.7893040000001,0,0,0,1705.7893040000001,2.1718783968390703E-7,17240473.638643999,13147147.022320082,0,30387620.660964079,9.6726800739876825E-6,2.2453739607079616E-2,1,0,2,0,0,3,0,0,0,1,10,-5.6800000000000003E-2,1.02,-0.24460000000000001,2.94,-0.20599999999999999,4.3499999999999996,-0.153,24,25,30,34,0,0,28,23,3,3,3,3,0,0,3,3]
[3,2226,30,42,38,0.88480000000000003,3011.5575440000002,0,0,0,3011.5575440000002,3.8344341562663053E-7,17240473.638643999,13147147.022320082,0,30387620.660964079,9.6726800739876825E-6,3.9641899938136917E-2,1,0,2,0,0,3,0,0,0,1,10,-5.6800000000000003E-2,1.02,-0.24460000000000001,2.94,-0.20599999999999999,4.3499999999999996,-0.153,25,26,31,35,34,0,29,24,3,3,3,3,3,0,3,3]
[3,2225,31,42,38,0.88480000000000003,3083.0639000000001,0,0,0,3083.0639000000001,3.9254788764254158E-7,17240473.638643999,13147147.022320082,0,30387620.660964079,9.6726800739876825E-6,4.058315633721863E-2,1,0,2,0,0,3,0,0,0,1,10,-5.6800000000000003E-2,1.02,-0.24460000000000001,2.94,-0.20599999999999999,4.3499999999999996,-0.153,26,27,32,36,35,34,30,25,3,3,3,3,3,3,3,3]
[3,2224,32,42,38,0.88480000000000003,7512.3126760000005,0,0,0,7512.3126760000005,9.5649735714984322E-7,17240473.638643999,13147147.022320082,0,30387620.660964079,9.6726800739876825E-6,9.8886487491932032E-2,1,0,2,0,0,3,0,0,0,1,10,-5.6800000000000003E-2,1.02,-0.24460000000000001,2.94,-0.20599999999999999,4.3499999999999996,-0.153,27,0,33,37,36,35,31,26,3,0,3,3,3,3,3,3]
[3,2223,33,43,39,0.91959999999999997,6043.8415679999998,0,0,0,6043.8415679999998,7.6952580864917719E-7,23389864.806044001,10021461.534251641,0,33411326.340295643,1.0635155484628994E-5,{"$f":"L127/Q127","v":7.2356799085953563E-2},1,0,2,0,0,3,0,0,0,1,10,-5.6800000000000003E-2,1.02,-0.24460000000000001,2.94,-0.20599999999999999,4.3499999999999996,-0.153,0,0,0,0,37,36,32,27,0,0,0,0,3,3,3,3]
[3,2219,34,42,38,0.88480000000000003,1143.065372,0,0,0,1143.065372,1.4553960338478095E-7,17240473.638643999,13147147.022320082,0,30387620.660964079,9.6726800739876825E-6,1.5046460988219209E-2,1,0,2,0,0,3,0,0,0,1,10,-5.6800000000000003E-2,1.02,-0.24460000000000001,2.94,-0.20599999999999999,4.3499999999999996,-0.153,30,31,35,38,0,0,0,29,3,3,3,3,0,0,0,3]
[3,2218,35,42,38,0.88480000000000003,1752.423884,0,0,0,1752.423884,2.2312553882471858E-7,17240473.638643999,13147147.022320082,0,30387620.660964079,9.6726800739876825E-6,2.3067602476045949E-2,1,0,2,0,0,3,0,0,0,1,10,-5.6800000000000003E-2,1.02,-0.24460000000000001,2.94,-0.20599999999999999,4.3499999999999996,-0.153,31,32,36,39,38,0,34,30,3,3,3,3,3,0,3,3]
[3,2217,36,42,38,0.88480000000000003,6224.1619440000004,0,0,0,6224.1619440000004,7.9248491199364867E-7,17240473.638643999,13147147.022320082,0,30387620.660964079,9.6726800739876825E-6,8.1930230911373136E-2,1,0,2,0,0,3,0,0,0,1,10,-5.6800000000000003E-2,1.02,-0.24460000000000001,2.94,-0.20599999999999999,4.3499999999999996,-0.153,32,33,37,40,39,38,35,31,3,3,3,3,3,3,3,3]
[3,2216,37,43,39,0.91959999999999997,4909.0667880000001,0,0,0,4909.0667880000001,6.2504179622276283E-7,23389864.806044001,10021461.534251641,0,33411326.340295643,1.0635155484628994E-5,5.8771288969506529E-2,1,0,2,0,0,3,0,0,0,1,10,-5.6800000000000003E-2,1.02,-0.24460000000000001,2.94,-0.20599999999999999,4.3499999999999996,-0.153,33,0,0,41,40,39,36,32,3,0,0,3,3,3,3,3]
[3,2213,38,42,38,0.88480000000000003,2228.0965999999999,0,0,0,2228.0965999999999,2.8369007006099639E-7,17240473.638643999,13147147.022320082,0,30387620.660964079,9.6726800739876825E-6,2.9329003739502535E-2,1,0,2,0,0,3,0,0,0,1,10,-5.6800000000000003E-2,1.02,-0.24460000000000001,2.94,-0.20599999999999999,4.3499999999999996,-0.153,35,36,39,42,0,0,0,34,3,3,3,3,0,0,0,3]
[3,2212,39,42,38,0.88480000000000003,2873.7264519999999,0,0,0,2873.7264519999999,3.6589421594378745E-7,17240473.638643999,13147147.022320082,0,30387620.660964079,9.6726800739876825E-6,3.7827594125414199E-2,{"$f":"IF(R133<=2,1,0)","v":1},{"$f":"IF(R133>2,1,0)","v":0},{"$f":"IF(R133<=6,2,0)","v":2},0,{"$f":"IF(R133>6,1,0)","v":0},{"$f":"IF(R133<=10,3,0)","v":3},0,{"$f":"IF(R133>10,4,0)","v":0},0,1,10,-5.6800000000000003E-2,1.02,-0.24460000000000001,2.94,-0.20599999999999999,4.3499999999999996,-0.153,36,37,40,43,42,0,38,35,3,3,3,3,3,0,3,3]
[3,2211,40,43,39,0.91959999999999997,1909.9451320000001,0,0,0,1909.9451320000001,2.4318176703368204E-7,23389864.806044001,10021461.534251641,0,{"$f":"SUM(M134:O134)","v":33411326.340295643},{"$f":"P134/(PI()*1000000^2)","v":1.0635155484628994E-5},2.2865840314714066E-2,1,0,2,{"$f":"T134*U134","v":0},0,3,{"$f":"W134*X134","v":0},0,{"$f":"IF(Z134=4,AB134,0)","v":0},1,10,-5.6800000000000003E-2,1.02,-0.24460000000000001,2.94,-0.20599999999999999,4.3499999999999996,-0.153,37,0,41,44,43,42,39,36,3,0,3,3,3,3,3,3]
[3,2210,41,43,39,0.91959999999999997,15917.93664,0,0,0,15917.93664,2.0267346400636769E-6,23389864.806044001,10021461.534251641,0,33411326.340295643,1.0635155484628994E-5,0.19056934738687359,1,0,2,0,0,3,0,0,0,1,10,-5.6800000000000003E-2,1.02,-0.24460000000000001,2.94,-0.20599999999999999,4.3499999999999996,-0.153,0,0,0,0,44,43,40,37,0,0,0,0,3,3,3,3]
[3,2208,42,42,38,0.88480000000000003,3312.091504,0,0,0,3312.091504,4.2170858786741605E-7,17240473.638643999,13147147.022320082,0,30387620.660964079,9.6726800739876825E-6,4.3597905093697722E-2,1,0,2,0,0,3,0,0,0,1,10,-5.6800000000000003E-2,1.02,-0.24460000000000001,2.94,-0.20599999999999999,4.3499999999999996,-0.153,39,40,43,45,0,0,0,38,3,3,3,3,0,0,0,3]
[3,2207,43,43,39,0.91959999999999997,3127.6258320000002,0,0,0,3127.6258320000002,3.9822168904376149E-7,23389864.806044001,10021461.534251641,0,33411326.340295643,1.0635155484628994E-5,3.7443899115467742E-2,1,0,2,0,0,3,0,0,0,1,10,-5.6800000000000003E-2,1.02,-0.24460000000000001,2.94,-0.20599999999999999,4.3499999999999996,-0.153,40,41,44,46,45,0,42,39,3,3,3,3,3,0,3,3]
[3,2206,44,43,39,0.91959999999999997,16813.320576000002,0,0,0,16813.320576000002,2.1407384635672588E-6,23389864.806044001,10021461.534251641,0,33411326.340295643,1.0635155484628994E-5,0.20128887317738525,1,0,2,0,0,3,0,0,0,1,10,-5.6800000000000003E-2,1.02,-0.24460000000000001,2.94,-0.20599999999999999,4.3499999999999996,-0.153,41,0,0,0,46,45,43,40,3,0,0,0,3,3,3,3]
[3,2149,45,51,46,0.92720000000000002,4063.4264040000003,0,0,0,4063.4264040000003,{"$f":"K139/(PI()*50000^2)","v":5.1737151846937995E-7},28838356.889876001,7870055.8442576407,0,36708412.734133638,1.1684650679389692E-5,4.4277876392313599E-2,1,0,2,0,0,3,0,0,0,1,10,-5.6800000000000003E-2,1.02,-0.24460000000000001,2.94,-0.20599999999999999,4.3499999999999996,-0.153,43,44,46,48,47,0,0,42,3,3,3,3,3,0,0,3]
[3,2148,46,51,46,0.92720000000000002,17372.935536000001,0,0,0,{"$f":"SUM(G140:J140)","v":17372.935536000001},2.2119908532569973E-6,28838356.889876001,7870055.8442576407,0,36708412.734133638,1.1684650679389692E-5,0.18930740113255429,1,0,2,0,0,3,0,0,0,1,10,-5.6800000000000003E-2,1.02,-0.24460000000000001,2.94,-0.20599999999999999,4.3499999999999996,-0.153,44,0,0,0,48,47,45,43,3,0,0,0,3,3,3,3]
[3,2145,47,51,46,0.92720000000000002,14219.401604000001,0,0,0,14219.401604000001,1.8104704424683404E-6,28838356.889876001,7870055.8442576407,0,36708412.734133638,1.1684650679389692E-5,0.15494433613336775,1,0,2,0,0,3,0,0,0,1,10,-5.6800000000000003E-2,1.02,-0.24460000000000001,2.94,-0.20599999999999999,4.3499999999999996,-0.153,45,46,48,50,49,0,0,0,3,3,3,3,3,0,0,0]
[3,2144,48,51,46,0.92720000000000002,30766.386912000002,0,0,0,30766.386912000002,3.9172980464980753E-6,28838356.889876001,7870055.8442576407,0,36708412.734133638,1.1684650679389692E-5,0.33525161804004244,1,0,2,0,0,3,0,0,0,1,10,-5.6800000000000003E-2,1.02,-0.24460000000000001,2.94,-0.20599999999999999,4.3499999999999996,-0.153,46,0,0,51,50,49,47,45,3,0,0,3,3,3,3,3]
[3,1959,49,51,46,0.92720000000000002,62146.277632000005,0,0,0,62146.277632000005,7.912709823915271E-6,28838356.889876001,7870055.8442576407,0,36708412.734133638,1.1684650679389692E-5,0.67718839364811578,1,0,2,0,0,3,0,0,0,1,10,-5.6800000000000003E-2,1.02,-0.24460000000000001,2.94,-0.20599999999999999,4.3499999999999996,-0.153,47,48,50,54,53,52,0,0,3,3,3,3,3,3,0,0]
[3,1958,50,51,46,0.92720000000000002,60610.445464000004,0,0,0,60610.445464000004,7.717161598877877E-6,28838356.889876001,7870055.8442576407,0,36708412.734133638,1.1684650679389692E-5,0.66045291473625434,1,0,2,0,0,3,0,0,0,1,10,-5.6800000000000003E-2,1.02,-0.24460000000000001,2.94,-0.20599999999999999,4.3499999999999996,-0.153,48,0,51,55,54,53,49,47,3,0,3,3,3,3,3,3]
[3,1957,51,51,46,0.92720000000000002,4039.590952,0,0,0,4039.590952,5.1433669446407623E-7,28838356.889876001,7870055.8442576407,0,36708412.734133638,1.1684650679389692E-5,4.4018148986798879E-2,1,0,2,0,0,3,0,0,0,1,10,-5.6800000000000003E-2,1.02,-0.24460000000000001,2.94,-0.20599999999999999,4.3499999999999996,-0.153,0,0,0,0,55,54,50,48,0,0,0,0,3,3,3,3]
[3,1956,52,50,46,0.85150000000000003,22096.500328000002,0,0,0,22096.500328000002,2.8134138017863096E-6,28838356.889876001,7870055.8442576407,0,36708412.734133638,1.1684650679389692E-5,0.24077859740803639,1,0,2,0,0,3,0,0,0,1,10,-5.6800000000000003E-2,1.02,-0.24460000000000001,2.94,-0.20599999999999999,4.3499999999999996,-0.153,0,45,53,57,56,0,0,0,0,3,3,3,3,0,0,0]
[3,1955,53,51,46,0.92720000000000002,68867.875096000003,0,0,0,68867.875096000003,8.7685301934109098E-6,28838356.889876001,7870055.8442576407,0,36708412.734133638,1.1684650679389692E-5,0.75043152200326657,1,0,2,0,0,3,0,0,0,1,10,-5.6800000000000003E-2,1.02,-0.24460000000000001,2.94,-0.20599999999999999,4.3499999999999996,-0.153,49,50,54,58,57,56,52,0,3,3,3,3,3,3,3,0]
[3,1954,54,51,46,0.92720000000000002,60715.114188,0,0,0,60715.114188,7.730488434727255E-6,28838356.889876001,7870055.8442576407,0,36708412.734133638,1.1684650679389692E-5,0.66159345682134085,1,0,2,0,0,3,0,0,0,1,10,-5.6800000000000003E-2,1.02,-0.24460000000000001,2.94,-0.20599999999999999,4.3499999999999996,-0.153,50,51,55,59,58,57,53,49,3,3,3,3,3,3,3,3]
[3,1953,55,51,46,0.92720000000000002,4398.1590560000004,0,0,0,4398.1590560000004,5.5999100341342737E-7,28838356.889876001,7870055.8442576407,0,36708412.734133638,1.1684650679389692E-5,4.7925352565411618E-2,1,0,2,0,0,3,0,0,0,1,10,-5.6800000000000003E-2,1.02,-0.24460000000000001,2.94,-0.20599999999999999,4.3499999999999996,-0.153,51,0,0,60,59,58,54,50,3,0,0,3,3,3,3,3]
[3,1952,56,59,54,0.85150000000000003,10236.808472000001,0,0,0,10236.808472000001,1.3033909358430338E-6,28223051.950764,6592333.8789039608,0,34815385.829667963,1.1082081500886369E-5,0.11761246619047025,1,0,2,0,0,3,0,0,0,1,10,-5.6800000000000003E-2,1.02,-0.24460000000000001,2.94,-0.20599999999999999,4.3499999999999996,-0.153,52,53,57,61,0,0,0,0,3,3,3,3,0,0,0,0]
[3,1951,57,60,54,0.8962,66297.791576000003,0,0,0,66297.791576000003,8.4412969963172957E-6,28223051.950764,6592333.8789039608,0,34815385.829667963,1.1082081500886369E-5,0.76170681434188536,1,0,2,0,0,3,0,0,0,1,10,-5.6800000000000003E-2,1.02,-0.24460000000000001,2.94,-0.20599999999999999,4.3499999999999996,-0.153,53,54,58,62,61,0,56,52,3,3,3,3,3,0,3,3]
[3,1950,58,60,54,0.8962,49191.191308000001,0,0,0,49191.191308000001,6.2632170025978215E-6,28223051.950764,6592333.8789039608,0,34815385.829667963,1.1082081500886369E-5,0.56516611992944432,1,0,2,0,0,3,0,0,0,1,10,-5.6800000000000003E-2,1.02,-0.24460000000000001,2.94,-0.20599999999999999,4.3499999999999996,-0.153,54,55,59,63,62,61,57,53,3,3,3,3,3,3,3,3]
[3,1949,59,60,54,0.8962,4197.1122000000005,0,0,0,4197.1122000000005,5.3439292267303985E-7,28223051.950764,6592333.8789039608,0,34815385.829667963,1.1082081500886369E-5,4.822134926821265E-2,1,0,2,0,0,3,0,0,0,1,10,-5.6800000000000003E-2,1.02,-0.24460000000000001,2.94,-0.20599999999999999,4.3499999999999996,-0.153,55,0,60,64,63,62,58,54,3,0,3,3,3,3,3,3]
[3,1920,60,60,54,0.8962,1773.1503640000001,0,0,0,1773.1503640000001,2.2576451622063483E-7,28223051.950764,6592333.8789039608,0,34815385.829667963,1.1082081500886369E-5,2.0372031752570824E-2,1,0,2,0,0,3,0,0,0,1,10,-5.6800000000000003E-2,1.02,-0.24460000000000001,2.94,-0.20599999999999999,4.3499999999999996,-0.153,0,0,0,0,64,63,59,55,0,0,0,0,3,3,3,3]
[3,1947,61,60,54,0.8962,51341.563608000004,0,0,0,51341.563608000004,6.5370109074241324E-6,28223051.950764,6592333.8789039608,0,34815385.829667963,1.1082081500886369E-5,0.58987211986315824,1,0,2,0,0,3,0,0,0,1,10,-5.6800000000000003E-2,1.02,-0.24460000000000001,2.94,-0.20599999999999999,4.3499999999999996,-0.153,57,58,62,65,0,0,0,56,3,3,3,3,0,0,0,3]
[3,1946,62,60,54,0.8962,46392.080183999999,0,0,0,46392.080183999999,5.9068231052793322E-6,28223051.950764,6592333.8789039608,0,34815385.829667963,1.1082081500886369E-5,0.53300664724464364,1,0,2,0,0,3,0,0,0,1,10,-5.6800000000000003E-2,1.02,-0.24460000000000001,2.94,-0.20599999999999999,4.3499999999999996,-0.153,58,59,63,66,65,0,61,57,3,3,3,3,3,0,3,3]
[3,1945,63,60,54,0.8962,2982.5404720000001,0,0,0,2982.5404720000001,3.7974884727234777E-7,28223051.950764,6592333.8789039608,0,34815385.829667963,1.1082081500886369E-5,3.4266924245411355E-2,1,0,2,0,0,3,0,0,0,1,10,-5.6800000000000003E-2,1.02,-0.24460000000000001,2.94,-0.20599999999999999,4.3499999999999996,-0.153,59,60,64,67,66,65,62,58,3,3,3,3,3,3,3,3]
[3,1916,64,60,54,0.8962,2541.066448,0,0,0,2541.066448,3.235386287393317E-7,28223051.950764,6592333.8789039608,0,34815385.829667963,1.1082081500886369E-5,2.919475269275491E-2,1,0,2,0,0,3,0,0,0,1,10,-5.6800000000000003E-2,1.02,-0.24460000000000001,2.94,-0.20599999999999999,4.3499999999999996,-0.153,60,0,0,0,67,66,63,59,3,0,0,0,3,3,3,3]
[3,1943,65,60,54,0.8962,1716.152544,0,0,0,1716.152544,2.1850732838186515E-7,28223051.950764,6592333.8789039608,0,34815385.829667963,1.1082081500886369E-5,{"$f":"L159/Q159","v":1.9717173923002502E-2},1,0,2,0,0,3,0,0,0,1,10,-5.6800000000000003E-2,1.02,-0.24460000000000001,2.94,-0.20599999999999999,4.3499999999999996,-0.153,62,63,66,0,0,0,0,61,3,3,3,0,0,0,0,3]
[3,1942,66,60,54,0.8962,2507.9040800000002,0,0,0,2507.9040800000002,3.1931626490586577E-7,28223051.950764,6592333.8789039608,0,34815385.829667963,1.1082081500886369E-5,2.8813744501006076E-2,1,0,2,0,0,3,0,0,0,1,10,-5.6800000000000003E-2,1.02,-0.24460000000000001,2.94,-0.20599999999999999,4.3499999999999996,-0.153,63,64,67,68,0,0,65,62,3,3,3,3,0,0,3,3]
[3,1912,67,60,54,0.8962,2415.6712440000001,0,0,0,2415.6712440000001,3.0757281549403847E-7,28223051.950764,6592333.8789039608,0,34815385.829667963,1.1082081500886369E-5,2.7754065467704613E-2,1,0,2,0,0,3,0,0,0,1,10,-5.6800000000000003E-2,1.02,-0.24460000000000001,2.94,-0.20599999999999999,4.3499999999999996,-0.153,64,0,0,69,68,0,66,63,3,0,0,3,3,0,3,3]
[3,1908,68,60,54,0.8962,9644.0311440000005,0,0,0,9644.0311440000005,1.2279161823198292E-6,28223051.950764,6592333.8789039608,0,34815385.829667963,1.1082081500886369E-5,0.11080194476295972,1,0,2,0,0,3,0,0,0,1,10,-5.6800000000000003E-2,1.02,-0.24460000000000001,2.94,-0.20599999999999999,4.3499999999999996,-0.153,67,0,69,71,0,0,0,66,3,0,3,3,0,0,0,3]
[3,1907,69,60,54,0.8962,237647.74703200001,0,0,0,237647.74703200001,3.0258250923836082E-5,28223051.950764,6592333.8789039608,0,34815385.829667963,1.1082081500886369E-5,2.7303761411081449,0,1,2,2,0,3,0,0,0,2,10,-0.10340000000000001,1.0349999999999999,-0.42880000000000001,1.52,-7.5999999999999998E-2,4.3499999999999996,-0.153,0,0,70,72,71,0,68,67,0,0,3,3,3,0,3,3]
[3,1906,70,60,54,0.8962,242986.88828000001,0,0,0,242986.88828000001,3.0938051501024109E-5,28223051.950764,6592333.8789039608,0,34815385.829667963,1.1082081500886369E-5,2.7917184599797085,0,1,2,2,0,3,0,0,0,2,10,-0.10340000000000001,1.0349999999999999,-0.42880000000000001,1.52,-7.5999999999999998E-2,4.3499999999999996,-0.153,0,0,0,73,72,71,69,0,0,0,0,3,3,3,3,0]
[3,2271,71,67,62,0.93430000000000002,241282.13529999999,0,0,0,241282.13529999999,3.0720995610209995E-5,31029345.836408,1361315.6270168403,0,32390661.463424839,1.0310267763840456E-5,2.979650607906887,0,1,2,2,0,3,0,0,0,2,10,-0.10340000000000001,1.0349999999999999,-0.42880000000000001,1.52,-7.5999999999999998E-2,4.3499999999999996,-0.153,69,70,72,74,0,0,0,68,3,3,3,3,0,0,0,3]
[3,2270,72,67,62,0.93430000000000002,252259.91543200001,0,0,0,252259.91543200001,3.2118729987957038E-5,31029345.836408,1361315.6270168403,0,32390661.463424839,1.0310267763840456E-5,3.1152178317426338,0,1,2,2,0,3,0,0,0,2,10,-0.10340000000000001,1.0349999999999999,-0.42880000000000001,1.52,-7.5999999999999998E-2,4.3499999999999996,-0.153,70,0,73,75,74,0,71,69,3,0,3,3,3,0,3,3]
[3,2269,73,68,63,0.93430000000000002,20067.377936000001,0,0,0,20067.377936000001,2.5550579147261092E-6,47772973.623408005,2300103.8847230403,0,50073077.508131042,1.5938755602485321E-5,0.16030473008367732,1,0,2,0,0,3,0,0,0,1,10,-5.6800000000000003E-2,1.02,-0.24460000000000001,2.94,-0.20599999999999999,4.3499999999999996,-0.153,0,0,0,0,75,74,72,70,0,0,0,0,3,3,3,3]
[3,2266,74,67,62,0.93430000000000002,28710.320095999999,0,0,0,28710.320095999999,3.6555114888231836E-6,31029345.836408,1361315.6270168403,0,32390661.463424839,1.0310267763840456E-5,0.35455058709954856,1,0,2,0,0,3,0,0,0,1,10,-5.6800000000000003E-2,1.02,-0.24460000000000001,2.94,-0.20599999999999999,4.3499999999999996,-0.153,72,73,75,77,76,0,0,71,3,3,3,3,3,0,0,3]
[3,2265,75,68,63,0.93430000000000002,28349.679344,0,0,0,28349.679344,3.6095932821342409E-6,47772973.623408005,2300103.8847230403,0,50073077.508131042,1.5938755602485321E-5,0.22646644268586433,1,0,2,0,0,3,0,0,0,1,10,-5.6800000000000003E-2,1.02,-0.24460000000000001,2.94,-0.20599999999999999,4.3499999999999996,-0.153,73,0,0,78,77,76,74,72,3,0,0,3,3,3,3,3]
[3,2263,76,67,62,0.93430000000000002,21094.375019999999,0,0,0,21094.375019999999,2.6858192446937591E-6,31029345.836408,1361315.6270168403,0,32390661.463424839,1.0310267763840456E-5,0.26049946579596128,1,0,2,0,0,3,0,0,0,1,10,-5.6800000000000003E-2,1.02,-0.24460000000000001,2.94,-0.20599999999999999,4.3499999999999996,-0.153,74,75,77,79,0,0,0,0,3,3,3,3,0,0,0,0]
[3,2262,77,68,63,0.93430000000000002,134890.00448800001,0,0,0,134890.00448800001,1.717472879036252E-5,47772973.623408005,2300103.8847230403,0,50073077.508131042,1.5938755602485321E-5,1.0775451496153485,1,0,2,0,0,3,0,0,0,1,10,-5.6800000000000003E-2,1.02,-0.24460000000000001,2.94,-0.20599999999999999,4.3499999999999996,-0.153,75,0,78,0,79,0,76,74,3,0,3,0,3,0,3,3]
[3,2261,78,68,63,0.93430000000000002,111407.938972,0,0,0,111407.938972,1.4184899349659208E-5,47772973.623408005,2300103.8847230403,0,50073077.508131042,1.5938755602485321E-5,0.88996278652063432,1,0,2,0,0,3,0,0,0,1,10,-5.6800000000000003E-2,1.02,-0.24460000000000001,2.94,-0.20599999999999999,4.3499999999999996,-0.153,0,0,0,0,0,79,77,75,0,0,0,0,0,3,3,3]
[3,2259,79,68,63,0.93430000000000002,247442.04515600001,0,0,0,247442.04515600001,3.1505299692276303E-5,47772973.623408005,2300103.8847230403,0,50073077.508131042,1.5938755602485321E-5,1.9766473919308796,1,0,2,0,0,3,0,0,0,1,10,-5.6800000000000003E-2,1.02,-0.24460000000000001,2.94,-0.20599999999999999,4.3499999999999996,-0.153,77,78,0,0,0,0,0,76,3,3,0,0,0,0,0,3]
[4,"CAMPECHE",null,null,0,null,null,null,null,null,null,null,null,null,null,null,null,null,null,null,null,null,null,null,null,null,null,0]
[4,264,1,93,85,0.2054,47664.686055999999,0,0,0,47664.686055999999,6.0688563173885902E-6,70793966.155919999,1504291.2875694002,36965642.431272365,109263899.87476176,3.4779779533132516E-5,{"$f":"L175/Q175","v":0.17449381217632995},1,0,2,0,0,3,0,0,0,1,10,-5.6800000000000003E-2,1.02,-0.24460000000000001,2.94,-0.20599999999999999,4.3499999999999996,-0.153,0,18,26,3,2,0,0,0,0,31,31,4,4,0,0,0]
[4,262,2,93,85,0.2054,113129.273136,0,0,0,113129.273136,1.4404066422390052E-5,70793966.155919999,1504291.2875694002,36965642.431272365,109263899.87476176,3.4779779533132516E-5,0.41415059599984527,1,0,2,0,0,3,0,0,0,1,10,-5.6800000000000003E-2,1.02,-0.24460000000000001,2.94,-0.20599999999999999,4.3499999999999996,-0.153,1,26,3,5,4,0,0,0,4,31,4,4,4,0,0,0]
[4,261,3,93,85,0.2054,157994.84806799999,0,0,0,157994.84806799999,2.0116528842460151E-5,70793966.155919999,1504291.2875694002,36965642.431272365,109263899.87476176,3.4779779533132516E-5,0.57839725014059951,1,0,2,0,0,3,0,0,0,1,10,-5.6800000000000003E-2,1.02,-0.24460000000000001,2.94,-0.20599999999999999,4.3499999999999996,-0.153,26,27,34,6,5,4,2,1,31,31,31,4,4,4,4,4]
[4,260,4,93,85,0.2054,305817.13975199999,0,0,0,305817.13975199999,3.8937847579004611E-5,70793966.155919999,1504291.2875694002,36965642.431272365,109263899.87476176,3.4779779533132516E-5,1.1195541806672744,1,0,2,0,0,3,0,0,0,1,10,-5.6800000000000003E-2,1.02,-0.24460000000000001,2.94,-0.20599999999999999,4.3499999999999996,-0.153,2,3,5,8,7,0,0,0,4,4,4,4,4,0,0,0]
[4,259,5,93,85,0.2054,363309.28630000004,0,0,0,363309.28630000004,4.6257975028666897E-5,70793966.155919999,1504291.2875694002,36965642.431272365,109263899.87476176,3.4779779533132516E-5,1.3300249642065678,1,0,2,0,0,3,0,0,0,1,10,-5.6800000000000003E-2,1.02,-0.24460000000000001,2.94,-0.20599999999999999,4.3499999999999996,-0.153,3,34,6,9,8,7,4,2,4,4,31,4,4,4,4,4]
[4,13,6,94,86,7.1999999999999995E-2,223158.90118800002,0,0,0,223158.90118800002,2.8413473775220831E-5,31943411.585156001,2088525.1139913602,41297985.647962369,75329922.347109735,2.3978259008542292E-5,1.1849681732563857,1,0,2,0,0,3,0,0,0,1,10,-5.6800000000000003E-2,1.02,-0.24460000000000001,2.94,-0.20599999999999999,4.3499999999999996,-0.153,34,35,40,43,9,8,5,3,31,31,31,4,4,4,4,4]
[4,224,7,101,93,0.24349999999999999,302998.33847200003,0,0,0,302998.33847200003,3.8578946653160011E-5,70349283.672816008,448314.46246620006,39559782.83265537,110357380.96793757,3.5127845375445439E-5,1.098244035204246,1,0,2,0,0,3,0,0,0,1,10,-5.6800000000000003E-2,1.02,-0.24460000000000001,2.94,-0.20599999999999999,4.3499999999999996,-0.153,4,5,8,11,10,0,0,0,4,4,4,4,4,0,0,0]
[4,223,8,101,93,0.24349999999999999,332549.11733199999,0,0,0,332549.11733199999,4.2341468675387589E-5,70349283.672816008,448314.46246620006,39559782.83265537,110357380.96793757,3.5127845375445439E-5,1.2053534232698631,1,0,2,0,0,3,0,0,0,1,10,-5.6800000000000003E-2,1.02,-0.24460000000000001,2.94,-0.20599999999999999,4.3499999999999996,-0.153,5,6,9,12,11,10,7,4,4,4,4,4,4,4,4,4]
[4,137,9,102,94,0.17949999999999999,80148.261836000005,0,0,0,80148.261836000005,1.0204793641138327E-5,32067320.700540002,54135.662763600005,41899022.222314365,74020478.585617959,2.356145011385777E-5,0.43311398881753599,1,0,2,0,0,3,0,0,0,1,10,-5.6800000000000003E-2,1.02,-0.24460000000000001,2.94,-0.20599999999999999,4.3499999999999996,-0.153,6,40,43,13,12,11,8,5,4,31,31,4,4,4,4,4]
[4,221,10,101,93,0.24349999999999999,330798.76609600004,0,0,0,330798.76609600004,4.2118607034302469E-5,70349283.672816008,448314.46246620006,39559782.83265537,110357380.96793757,3.5127845375445439E-5,1.1990091217989594,1,0,2,0,0,3,0,0,0,1,10,-5.6800000000000003E-2,1.02,-0.24460000000000001,2.94,-0.20599999999999999,4.3499999999999996,-0.153,7,8,11,15,14,0,0,0,4,4,4,4,4,0,0,0]
[4,220,11,101,93,0.24349999999999999,309827.71363200003,0,0,0,309827.71363200003,3.944848970511441E-5,70349283.672816008,448314.46246620006,39559782.83265537,110357380.96793757,3.5127845375445439E-5,1.1229977040575658,1,0,2,0,0,3,0,0,0,1,10,-5.6800000000000003E-2,1.02,-0.24460000000000001,2.94,-0.20599999999999999,4.3499999999999996,-0.153,8,9,12,16,15,14,10,7,4,4,4,4,4,4,4,4]
[4,129,12,102,94,0.17949999999999999,48694.792112000003,0,0,0,48694.792112000003,6.2000134939656282E-6,32067320.700540002,54135.662763600005,41899022.222314365,74020478.585617959,2.356145011385777E-5,0.26314227112528454,1,0,2,0,0,3,0,0,0,1,10,-5.6800000000000003E-2,1.02,-0.24460000000000001,2.94,-0.20599999999999999,4.3499999999999996,-0.153,9,43,13,17,16,15,11,8,4,31,4,4,4,4,4,4]
[4,128,13,102,94,0.17949999999999999,40439.435127999997,0,0,0,40439.435127999997,5.148908797172187E-6,32067320.700540002,54135.662763600005,41899022.222314365,74020478.585617959,2.356145011385777E-5,0.21853106546034845,1,0,2,0,0,3,0,0,0,1,10,-5.6800000000000003E-2,1.02,-0.24460000000000001,2.94,-0.20599999999999999,4.3499999999999996,-0.153,43,44,46,18,17,16,12,9,31,31,31,4,4,4,4,4]
[4,218,14,101,93,0.24349999999999999,104590.9997,0,0,0,104590.9997,1.3316939684142355E-5,70349283.672816008,448314.46246620006,39559782.83265537,110357380.96793757,3.5127845375445439E-5,0.37909924567850012,1,0,2,0,0,3,0,0,0,1,10,-5.6800000000000003E-2,1.02,-0.24460000000000001,2.94,-0.20599999999999999,4.3499999999999996,-0.153,10,11,15,21,20,19,0,0,4,4,4,4,4,4,0,0]
[4,217,15,101,93,0.24349999999999999,49540.432496000001,0,0,0,49540.432496000001,6.3076837717190101E-6,70349283.672816008,448314.46246620006,39559782.83265537,110357380.96793757,3.5127845375445439E-5,0.17956363973658676,1,0,2,0,0,3,0,0,0,1,10,-5.6800000000000003E-2,1.02,-0.24460000000000001,2.94,-0.20599999999999999,4.3499999999999996,-0.153,11,12,16,22,21,20,14,10,4,4,4,4,4,4,4,4]
[4,121,16,102,94,0.17949999999999999,37928.422076000003,0,0,0,37928.422076000003,4.8291966856569342E-6,32067320.700540002,54135.662763600005,41899022.222314365,74020478.585617959,2.356145011385777E-5,0.20496177706891738,1,0,2,0,0,3,0,0,0,1,10,-5.6800000000000003E-2,1.02,-0.24460000000000001,2.94,-0.20599999999999999,4.3499999999999996,-0.153,12,13,17,23,22,21,15,11,4,4,4,4,4,4,4,4]
[4,120,17,102,94,0.17949999999999999,22213.604940000001,0,0,0,22213.604940000001,2.8283240240732366E-6,32067320.700540002,54135.662763600005,41899022.222314365,74020478.585617959,2.356145011385777E-5,0.12004032054078646,1,0,2,0,0,3,0,0,0,1,10,-5.6800000000000003E-2,1.02,-0.24460000000000001,2.94,-0.20599999999999999,4.3499999999999996,-0.153,13,46,18,24,23,22,16,12,4,31,4,4,4,4,4,4]
[4,119,18,102,94,0.17949999999999999,17813.373235999999,0,0,0,17813.373235999999,2.2680691229202174E-6,32067320.700540002,54135.662763600005,41899022.222314365,74020478.585617959,2.356145011385777E-5,9.6261864696784619E-2,1,0,2,0,0,3,0,0,0,1,10,-5.6800000000000003E-2,1.02,-0.24460000000000001,2.94,-0.20599999999999999,4.3499999999999996,-0.153,46,49,50,51,24,23,17,13,31,23,23,23,4,4,4,4]
[4,215,19,101,93,0.24349999999999999,85743.375112000009,0,0,0,85743.375112000009,1.0917185589165918E-5,70349283.672816008,448314.46246620006,39559782.83265537,110357380.96793757,3.5127845375445439E-5,0.31078437838937573,1,0,2,0,0,3,0,0,0,1,10,-5.6800000000000003E-2,1.02,-0.24460000000000001,2.94,-0.20599999999999999,4.3499999999999996,-0.153,0,14,20,27,26,25,0,0,0,4,4,4,4,4,0,0]
[4,214,20,101,93,0.24349999999999999,80607.353367999996,0,0,0,80607.353367999996,1.0263246990457871E-5,70349283.672816008,448314.46246620006,39559782.83265537,110357380.96793757,3.5127845375445439E-5,0.29216841741258454,1,0,2,0,0,3,0,0,0,1,10,-5.6800000000000003E-2,1.02,-0.24460000000000001,2.94,-0.20599999999999999,4.3499999999999996,-0.153,14,15,21,28,27,26,19,0,4,4,4,4,4,4,4,0]
[4,213,21,101,93,0.24349999999999999,26432.479943999999,0,0,0,26432.479943999999,3.3654878730119878E-6,70349283.672816008,448314.46246620006,39559782.83265537,110357380.96793757,3.5127845375445439E-5,9.5806840329708431E-2,1,0,2,0,0,3,0,0,0,1,10,-5.6800000000000003E-2,1.02,-0.24460000000000001,2.94,-0.20599999999999999,4.3499999999999996,-0.153,15,16,22,29,28,27,20,14,4,4,4,4,4,4,4,4]
[4,113,22,102,94,0.17949999999999999,16580.147676000001,0,0,0,16580.147676000001,2.111049967863201E-6,32067320.700540002,54135.662763600005,41899022.222314365,74020478.585617959,2.356145011385777E-5,8.9597624834711578E-2,1,0,2,0,0,3,0,0,0,1,10,-5.6800000000000003E-2,1.02,-0.24460000000000001,2.94,-0.20599999999999999,4.3499999999999996,-0.153,16,17,23,30,29,28,21,15,4,4,4,4,4,4,4,4]
[4,112,23,102,94,0.17949999999999999,15017.371084,0,0,0,15017.371084,1.9120710722111157E-6,32067320.700540002,54135.662763600005,41899022.222314365,74020478.585617959,2.356145011385777E-5,8.1152520875042516E-2,{"$f":"IF(R197<=2,1,0)","v":1},{"$f":"IF(R197>2,1,0)","v":0},{"$f":"IF(R197<=6,2,0)","v":2},0,{"$f":"IF(R197>6,1,0)","v":0},{"$f":"IF(R197<=10,3,0)","v":3},0,{"$f":"IF(R197>10,4,0)","v":0},0,1,10,-5.6800000000000003E-2,1.02,-0.24460000000000001,2.94,-0.20599999999999999,4.3499999999999996,-0.153,17,18,24,31,30,29,22,16,4,4,4,4,4,4,4,4]
[4,111,24,102,94,0.17949999999999999,14926.174572,0,0,0,14926.174572,1.9004595716690843E-6,32067320.700540002,54135.662763600005,41899022.222314365,{"$f":"SUM(M198:O198)","v":74020478.585617959},{"$f":"P198/(PI()*1000000^2)","v":2.356145011385777E-5},8.0659703137343011E-2,1,0,2,{"$f":"T198*U198","v":0},0,3,{"$f":"W198*X198","v":0},0,{"$f":"IF(Z198=4,AB198,0)","v":0},1,10,-5.6800000000000003E-2,1.02,-0.24460000000000001,2.94,-0.20599999999999999,4.3499999999999996,-0.153,18,50,51,52,31,30,23,17,4,23,23,23,4,4,4,4]
[4,211,25,110,102,0.58850000000000002,42280.982876000002,0,0,0,42280.982876000002,5.3833819387993453E-6,67731347.892115995,0,36826190.548972368,104557538.44108836,3.3281698160840157E-5,0.16175202096909613,1,0,2,0,0,3,0,0,0,1,10,-5.6800000000000003E-2,1.02,-0.24460000000000001,2.94,-0.20599999999999999,4.3499999999999996,-0.153,0,19,26,36,35,34,0,0,0,4,4,4,4,4,0,0]
[4,210,26,110,102,0.58850000000000002,88589.120815999995,0,0,0,88589.120815999995,1.1279517185625216E-5,67731347.892115995,0,36826190.548972368,104557538.44108836,3.3281698160840157E-5,0.3389105066428641,1,0,2,0,0,3,0,0,0,1,10,-5.6800000000000003E-2,1.02,-0.24460000000000001,2.94,-0.20599999999999999,4.3499999999999996,-0.153,19,20,27,37,36,35,25,0,4,4,4,4,4,4,4,0]
[4,209,27,110,102,0.58850000000000002,85714.358040000006,0,0,0,85714.358040000006,1.0913491020811635E-5,67731347.892115995,0,36826190.548972368,104557538.44108836,3.3281698160840157E-5,0.3279126854666522,1,0,2,0,0,3,0,0,0,1,10,-5.6800000000000003E-2,1.02,-0.24460000000000001,2.94,-0.20599999999999999,4.3499999999999996,-0.153,20,21,28,38,37,36,26,19,4,4,4,4,4,4,4,4]
[4,208,28,110,102,0.58850000000000002,25368.175196,0,0,0,25368.175196,3.2299763837316891E-6,67731347.892115995,0,36826190.548972368,104557538.44108836,3.3281698160840157E-5,9.7049626738461833E-2,1,0,2,0,0,3,0,0,0,1,10,-5.6800000000000003E-2,1.02,-0.24460000000000001,2.94,-0.20599999999999999,4.3499999999999996,-0.153,21,22,29,39,38,37,27,20,4,4,4,4,4,4,4,4]
[4,105,29,111,103,0.22650000000000001,7301.9389040000005,0,0,0,7301.9389040000005,{"$f":"K203/(PI()*50000^2)","v":9.2971173658129338E-7},30752851.484236002,33043.250176200003,42296234.762532368,73082129.496944577,2.3262764322241483E-5,3.9965660301703607E-2,1,0,2,0,0,3,0,0,0,1,10,-5.6800000000000003E-2,1.02,-0.24460000000000001,2.94,-0.20599999999999999,4.3499999999999996,-0.153,22,23,30,40,39,38,28,21,4,4,4,4,4,4,4,4]
[4,104,30,111,103,0.22650000000000001,17147.016904,0,0,0,{"$f":"SUM(G204:J204)","v":17147.016904},2.1832259996415102E-6,30752851.484236002,33043.250176200003,42296234.762532368,73082129.496944577,2.3262764322241483E-5,9.385066922395513E-2,1,0,2,0,0,3,0,0,0,1,10,-5.6800000000000003E-2,1.02,-0.24460000000000001,2.94,-0.20599999999999999,4.3499999999999996,-0.153,23,24,31,41,40,39,29,22,4,4,4,4,4,4,4,4]
[4,103,31,111,103,0.22650000000000001,26651.144307999999,0,0,0,26651.144307999999,3.3933290845389042E-6,30752851.484236002,33043.250176200003,42296234.762532368,73082129.496944577,2.3262764322241483E-5,0.14586955520563602,1,0,2,0,0,3,0,0,0,1,10,-5.6800000000000003E-2,1.02,-0.24460000000000001,2.94,-0.20599999999999999,4.3499999999999996,-0.153,24,51,52,53,41,40,30,23,4,23,23,23,4,4,4,4]
[4,205,32,109,101,0.71630000000000005,211535.49120399999,0,0,0,211535.49120399999,2.6933535251590999E-5,81817811.926044002,870628.71530448017,34330100.500097364,117018541.14144585,3.7248158512126859E-5,0.7230836725209453,1,0,2,0,0,3,0,0,0,1,10,-5.6800000000000003E-2,1.02,-0.24460000000000001,2.94,-0.20599999999999999,4.3499999999999996,-0.153,0,0,33,43,42,5,1,0,0,0,4,4,4,27,27,0]
[4,204,33,110,102,0.58850000000000002,203141.26680400001,0,0,0,203141.26680400001,2.586474940624492E-5,67731347.892115995,0,36826190.548972368,104557538.44108836,3.3281698160840157E-5,{"$f":"L207/Q207","v":0.77714632472323331},1,0,2,0,0,3,0,0,0,1,10,-5.6800000000000003E-2,1.02,-0.24460000000000001,2.94,-0.20599999999999999,4.3499999999999996,-0.153,0,0,34,44,43,42,32,0,0,0,4,4,4,4,4,0]
[4,203,34,110,102,0.58850000000000002,192964.56512400002,0,0,0,192964.56512400002,2.4569011504850046E-5,67731347.892115995,0,36826190.548972368,104557538.44108836,3.3281698160840157E-5,0.73821387917514336,1,0,2,0,0,3,0,0,0,1,10,-5.6800000000000003E-2,1.02,-0.24460000000000001,2.94,-0.20599999999999999,4.3499999999999996,-0.153,0,25,35,45,44,43,33,0,0,4,4,4,4,4,4,0]
[4,202,35,110,102,0.58850000000000002,82379.467407999997,0,0,0,82379.467407999997,1.0488879557808709E-5,67731347.892115995,0,36826190.548972368,104557538.44108836,3.3281698160840157E-5,0.31515457856504786,1,0,2,0,0,3,0,0,0,1,10,-5.6800000000000003E-2,1.02,-0.24460000000000001,2.94,-0.20599999999999999,4.3499999999999996,-0.153,25,26,36,46,45,44,34,0,4,4,4,4,4,4,4,0]
[4,201,36,110,102,0.58850000000000002,82333.869151999999,0,0,0,82333.869151999999,1.0483073807537694E-5,67731347.892115995,0,36826190.548972368,104557538.44108836,3.3281698160840157E-5,0.31498013583550455,1,0,2,0,0,3,0,0,0,1,10,-5.6800000000000003E-2,1.02,-0.24460000000000001,2.94,-0.20599999999999999,4.3499999999999996,-0.153,26,27,37,37,36,35,35,25,4,4,4,4,4,4,4,4]
[4,200,37,110,102,0.58850000000000002,75528.329444000003,0,0,0,75528.329444000003,9.6165655795885957E-6,67731347.892115995,0,36826190.548972368,104557538.44108836,3.3281698160840157E-5,0.28894455845115558,1,0,2,0,0,3,0,0,0,1,10,-5.6800000000000003E-2,1.02,-0.24460000000000001,2.94,-0.20599999999999999,4.3499999999999996,-0.153,27,28,38,48,47,46,36,26,4,4,4,4,4,4,4,4]
[4,199,38,110,102,0.58850000000000002,16678.598456,0,0,0,16678.598456,2.1235851104938027E-6,67731347.892115995,0,36826190.548972368,104557538.44108836,3.3281698160840157E-5,6.3806392937979683E-2,1,0,2,0,0,3,0,0,0,1,10,-5.6800000000000003E-2,1.02,-0.24460000000000001,2.94,-0.20599999999999999,4.3499999999999996,-0.153,28,29,39,49,48,47,37,27,4,4,4,4,4,4,4,4]
[4,96,39,111,103,0.22650000000000001,17069.292604000002,0,0,0,17069.292604000002,2.1733298344068244E-6,30752851.484236002,33043.250176200003,42296234.762532368,73082129.496944577,2.3262764322241483E-5,9.3425261258779466E-2,1,0,2,0,0,3,0,0,0,1,10,-5.6800000000000003E-2,1.02,-0.24460000000000001,2.94,-0.20599999999999999,4.3499999999999996,-0.153,29,30,40,50,49,48,38,28,4,4,4,4,4,4,4,4]
[4,95,40,111,103,0.22650000000000001,18053.800404000001,0,0,0,18053.800404000001,2.2986812607128459E-6,30752851.484236002,33043.250176200003,42296234.762532368,73082129.496944577,2.3262764322241483E-5,9.8813762151004611E-2,1,0,2,0,0,3,0,0,0,1,10,-5.6800000000000003E-2,1.02,-0.24460000000000001,2.94,-0.20599999999999999,4.3499999999999996,-0.153,30,31,41,51,50,49,39,29,4,4,4,4,4,4,4,4]
[4,94,41,111,103,0.22650000000000001,29202.573995999999,0,0,0,29202.573995999999,3.7181872019761943E-6,30752851.484236002,33043.250176200003,42296234.762532368,73082129.496944577,2.3262764322241483E-5,0.15983428067580271,1,0,2,0,0,3,0,0,0,1,10,-5.6800000000000003E-2,1.02,-0.24460000000000001,2.94,-0.20599999999999999,4.3499999999999996,-0.153,31,52,53,54,51,50,40,30,4,23,23,23,4,4,4,4]
[4,196,42,109,101,0.71630000000000005,234376.07216400001,0,0,0,234376.07216400001,2.9841688341890703E-5,81817811.926044002,870628.71530448017,34330100.500097364,117018541.14144585,3.7248158512126859E-5,0.80115875613488818,1,0,2,0,0,3,0,0,0,1,10,-5.6800000000000003E-2,1.02,-0.24460000000000001,2.94,-0.20599999999999999,4.3499999999999996,-0.153,32,33,43,52,12,11,5,1,4,4,4,4,27,27,27,27]
[4,195,43,110,102,0.58850000000000002,213835.09416000001,0,0,0,213835.09416000001,2.7226329793667906E-5,67731347.892115995,0,36826190.548972368,104557538.44108836,3.3281698160840157E-5,0.81805710940864473,1,0,2,0,0,3,0,0,0,1,10,-5.6800000000000003E-2,1.02,-0.24460000000000001,2.94,-0.20599999999999999,4.3499999999999996,-0.153,33,34,44,53,52,12,42,32,4,4,4,4,4,27,4,4]
[4,194,44,110,102,0.58850000000000002,201721.502924,0,0,0,201721.502924,2.5683979454624656E-5,67731347.892115995,0,36826190.548972368,104557538.44108836,3.3281698160840157E-5,0.77171481246245077,1,0,2,0,0,3,0,0,0,1,10,-5.6800000000000003E-2,1.02,-0.24460000000000001,2.94,-0.20599999999999999,4.3499999999999996,-0.153,34,35,45,54,53,52,43,33,4,4,4,4,4,4,4,4]
[4,193,45,110,102,0.58850000000000002,55675.470576,0,0,0,55675.470576,7.0888210809102191E-6,67731347.892115995,0,36826190.548972368,104557538.44108836,3.3281698160840157E-5,0.21299457277246306,1,0,2,0,0,3,0,0,0,1,10,-5.6800000000000003E-2,1.02,-0.24460000000000001,2.94,-0.20599999999999999,4.3499999999999996,-0.153,35,36,46,55,54,53,44,34,4,4,4,4,4,4,4,4]
[4,192,46,110,102,0.58850000000000002,94547.983816000007,0,0,0,94547.983816000007,1.2038223186951139E-5,67731347.892115995,0,36826190.548972368,104557538.44108836,3.3281698160840157E-5,0.36170699970819181,1,0,2,0,0,3,0,0,0,1,10,-5.6800000000000003E-2,1.02,-0.24460000000000001,2.94,-0.20599999999999999,4.3499999999999996,-0.153,36,37,47,56,55,54,45,35,4,4,4,4,4,4,4,4]
[4,191,47,110,102,0.58850000000000002,70043.066512000005,0,0,0,70043.066512000005,8.918160211759361E-6,67731347.892115995,0,36826190.548972368,104557538.44108836,3.3281698160840157E-5,0.26795989100858525,1,0,2,0,0,3,0,0,0,1,10,-5.6800000000000003E-2,1.02,-0.24460000000000001,2.94,-0.20599999999999999,4.3499999999999996,-0.153,37,38,48,57,56,55,46,36,4,4,4,4,4,4,4,4]
[4,190,48,110,102,0.58850000000000002,17416.461144000001,0,0,0,17416.461144000001,2.2175327057884211E-6,67731347.892115995,0,36826190.548972368,104557538.44108836,3.3281698160840157E-5,6.6629193470590695E-2,1,0,2,0,0,3,0,0,0,1,10,-5.6800000000000003E-2,1.02,-0.24460000000000001,2.94,-0.20599999999999999,4.3499999999999996,-0.153,38,39,49,58,57,56,47,37,4,4,4,4,4,4,4,4]
[4,87,49,111,103,0.22650000000000001,14385.213444000001,0,0,0,14385.213444000001,1.8315822616356704E-6,30752851.484236002,33043.250176200003,42296234.762532368,73082129.496944577,2.3262764322241483E-5,7.8734506194712992E-2,1,0,2,0,0,3,0,0,0,1,10,-5.6800000000000003E-2,1.02,-0.24460000000000001,2.94,-0.20599999999999999,4.3499999999999996,-0.153,39,40,50,59,58,57,48,38,4,4,4,4,4,4,4,4]
[4,86,50,111,103,0.22650000000000001,22807.418592000002,0,0,0,22807.418592000002,2.9039307264662371E-6,30752851.484236002,33043.250176200003,42296234.762532368,73082129.496944577,2.3262764322241483E-5,0.1248317133011486,1,0,2,0,0,3,0,0,0,1,10,-5.6800000000000003E-2,1.02,-0.24460000000000001,2.94,-0.20599999999999999,4.3499999999999996,-0.153,40,41,51,60,59,58,49,39,4,4,4,4,4,4,4,4]
[4,85,51,111,103,0.22650000000000001,34733.435184000002,0,0,0,34733.435184000002,4.4223983200764448E-6,30752851.484236002,33043.250176200003,42296234.762532368,73082129.496944577,2.3262764322241483E-5,0.19010631147770338,1,0,2,0,0,3,0,0,0,1,10,-5.6800000000000003E-2,1.02,-0.24460000000000001,2.94,-0.20599999999999999,4.3499999999999996,-0.153,41,53,54,55,60,59,50,40,4,23,23,23,4,4,4,4]
[4,186,52,110,102,0.58850000000000002,107132.066148,0,0,0,107132.066148,1.3640478312881686E-5,67731347.892115995,0,36826190.548972368,104557538.44108836,3.3281698160840157E-5,0.40984922845467414,1,0,2,0,0,3,0,0,0,1,10,-5.6800000000000003E-2,1.02,-0.24460000000000001,2.94,-0.20599999999999999,4.3499999999999996,-0.153,43,44,53,20,19,18,12,42,4,4,4,27,27,27,27,4]
[4,185,53,110,102,0.58850000000000002,72782.070844000002,0,0,0,72782.070844000002,9.2669010746296932E-6,67731347.892115995,0,36826190.548972368,104557538.44108836,3.3281698160840157E-5,0.27843834860365674,1,0,2,0,0,3,0,0,0,1,10,-5.6800000000000003E-2,1.02,-0.24460000000000001,2.94,-0.20599999999999999,4.3499999999999996,-0.153,44,45,54,21,20,19,52,43,4,4,4,27,27,27,4,4]
[4,184,54,110,102,0.58850000000000002,70976.794435999996,0,0,0,70976.794435999996,9.0370461434453863E-6,67731347.892115995,0,36826190.548972368,104557538.44108836,3.3281698160840157E-5,0.2715320023567348,1,0,2,0,0,3,0,0,0,1,10,-5.6800000000000003E-2,1.02,-0.24460000000000001,2.94,-0.20599999999999999,4.3499999999999996,-0.153,45,46,55,61,21,20,53,44,4,4,4,4,27,27,4,4]
[4,183,55,110,102,0.58850000000000002,65820.046212000001,0,0,0,65820.046212000001,8.3804685673414259E-6,67731347.892115995,0,36826190.548972368,104557538.44108836,3.3281698160840157E-5,0.25180411548837478,1,0,2,0,0,3,0,0,0,1,10,-5.6800000000000003E-2,1.02,-0.24460000000000001,2.94,-0.20599999999999999,4.3499999999999996,-0.153,46,47,56,62,61,21,54,45,4,4,4,4,4,27,4,4]
[4,182,56,110,102,0.58850000000000002,28204.593983999999,0,0,0,28204.593983999999,3.5911204403628268E-6,67731347.892115995,0,36826190.548972368,104557538.44108836,3.3281698160840157E-5,0.10790075743755778,1,0,2,0,0,3,0,0,0,1,10,-5.6800000000000003E-2,1.02,-0.24460000000000001,2.94,-0.20599999999999999,4.3499999999999996,-0.153,47,48,57,63,62,61,55,46,4,4,4,4,4,4,4,4]
[4,181,57,110,102,0.58850000000000002,8676.1045279999998,0,0,0,8676.1045279999998,1.1046759379305405E-6,67731347.892115995,0,36826190.548972368,104557538.44108836,3.3281698160840157E-5,3.3191693903117062E-2,1,0,2,0,0,3,0,0,0,1,10,-5.6800000000000003E-2,1.02,-0.24460000000000001,2.94,-0.20599999999999999,4.3499999999999996,-0.153,48,49,58,64,63,62,56,47,4,4,4,4,4,4,4,4]
[4,78,58,111,103,0.22650000000000001,5684.2371400000002,0,0,0,5684.2371400000002,7.2373955083003041E-7,30752851.484236002,33043.250176200003,42296234.762532368,73082129.496944577,2.3262764322241483E-5,3.1111502519847328E-2,1,0,2,0,0,3,0,0,0,1,10,-5.6800000000000003E-2,1.02,-0.24460000000000001,2.94,-0.20599999999999999,4.3499999999999996,-0.153,49,50,59,65,64,63,57,48,4,4,4,4,4,4,4,4]
[4,77,59,111,103,0.22650000000000001,21528.594776000002,0,0,0,21528.594776000002,2.7411058211382046E-6,30752851.484236002,33043.250176200003,42296234.762532368,73082129.496944577,2.3262764322241483E-5,0.11783233424745823,1,0,2,0,0,3,0,0,0,1,10,-5.6800000000000003E-2,1.02,-0.24460000000000001,2.94,-0.20599999999999999,4.3499999999999996,-0.153,50,51,60,66,65,64,58,49,4,4,4,4,4,4,4,4]
[4,76,60,111,103,0.22650000000000001,30401.600864,0,0,47161.318258999992,{"$f":"SUM(G234:J234)","v":77562.919123},9.8756175832498763E-6,30752851.484236002,33043.250176200003,42296234.762532368,73082129.496944577,2.3262764322241483E-5,0.42452468014765632,1,0,2,0,0,3,0,0,0,1,10,-5.6800000000000003E-2,1.02,-0.24460000000000001,2.94,-0.20599999999999999,4.3499999999999996,-0.153,51,54,55,56,66,65,59,50,4,23,23,23,4,4,4,4]
[4,326,61,118,110,0.6583,63039.588920000002,0,0,0,63039.588920000002,8.0264497496792618E-6,65830022.903148003,0,37706872.27767837,103536895.18082637,3.2956817320831905E-5,0.24354444397777958,1,0,2,0,0,3,0,0,0,1,10,-5.6800000000000003E-2,1.02,-0.24460000000000001,2.94,-0.20599999999999999,4.3499999999999996,-0.153,55,56,62,0,0,26,21,54,4,4,4,0,0,27,27,4]
[4,325,62,118,110,0.6583,17421.642764,0,0,0,17421.642764,2.2181924501374003E-6,65830022.903148003,0,37706872.27767837,103536895.18082637,3.2956817320831905E-5,6.7306027415920636E-2,1,0,2,0,0,3,0,0,0,1,10,-5.6800000000000003E-2,1.02,-0.24460000000000001,2.94,-0.20599999999999999,4.3499999999999996,-0.153,56,57,63,0,0,0,61,55,4,4,4,0,0,0,4,4]
[4,324,63,118,110,0.6583,7228.3599000000004,0,0,0,7228.3599000000004,9.2034336682579071E-7,65830022.903148003,0,37706872.27767837,103536895.18082637,3.2956817320831905E-5,2.792573560323874E-2,1,0,2,0,0,3,0,0,0,1,10,-5.6800000000000003E-2,1.02,-0.24460000000000001,2.94,-0.20599999999999999,4.3499999999999996,-0.153,57,58,64,0,0,0,62,56,4,4,4,0,0,0,4,4]
[4,71,64,119,103,0.31480000000000002,1279.86014,0,0,0,1279.86014,1.6295685419782817E-7,30752851.484236002,33043.250176200003,42296234.762532368,73082129.496944577,2.3262764322241483E-5,7.005051159892698E-3,1,0,2,0,0,3,0,0,0,1,10,-5.6800000000000003E-2,1.02,-0.24460000000000001,2.94,-0.20599999999999999,4.3499999999999996,-0.153,58,59,65,0,0,0,63,57,4,4,4,0,0,0,4,4]
[4,70,65,119,103,0.31480000000000002,11555.0126,0,0,0,11555.0126,1.4712298982233069E-6,30752851.484236002,33043.250176200003,42296234.762532368,73082129.496944577,2.3262764322241483E-5,{"$f":"L239/Q239","v":6.3243984156116262E-2},1,0,2,0,0,3,0,0,0,1,10,-5.6800000000000003E-2,1.02,-0.24460000000000001,2.94,-0.20599999999999999,4.3499999999999996,-0.153,59,60,66,0,0,0,64,58,4,4,4,0,0,0,4,4]
[4,69,66,119,103,0.31480000000000002,14534.444100000001,0,0,47161.318258999992,61695.762358999993,7.8553484378061944E-6,30752851.484236002,33043.250176200003,42296234.762532368,73082129.496944577,2.3262764322241483E-5,0.33767906208359388,1,0,2,0,0,3,0,0,0,1,10,-5.6800000000000003E-2,1.02,-0.24460000000000001,2.94,-0.20599999999999999,4.3499999999999996,-0.153,60,55,56,0,0,0,65,59,4,23,23,0,0,0,4,4]
[5,"COAHUILA",null,null,0,null,null,null,null,null,null,null,null,null,null,null,null,null,null,null,null,null,null,null,null,null,null,0]
[5,1766,1,23,20,0.89739999999999998,25.908100000000001,2151.5586444000005,0,0,{"$f":"SUM(G242:J242)","v":2177.4667444000006},2.7724367663158139E-7,43221646.916532002,38333633.092143849,0,81555280.008675843,2.5959851897248789E-5,{"$f":"L242/Q242","v":1.0679709488672527E-2},1,0,2,0,0,3,0,0,0,1,10,-5.6800000000000003E-2,1.02,-0.24460000000000001,2.94,-0.20599999999999999,4.3499999999999996,-0.153,0,0,0,4,3,2,0,0,0,0,0,5,5,5,0,0]
[5,1761,2,23,20,0.89739999999999998,88.087540000000004,1477.5395619600001,0,0,1565.6271019600001,1.9934183385245829E-7,43221646.916532002,38333633.092143849,0,81555280.008675843,2.5959851897248789E-5,7.6788509673117369E-3,1,0,2,0,0,3,0,0,0,1,10,-5.6800000000000003E-2,1.02,-0.24460000000000001,2.94,-0.20599999999999999,4.3499999999999996,-0.153,0,1,3,8,7,6,0,0,0,5,5,5,5,5,0,0]
[5,1760,3,23,20,0.89739999999999998,63.215764,1575.4303818000003,0,0,1638.6461458000003,2.0863890726604217E-7,43221646.916532002,38333633.092143849,0,81555280.008675843,2.5959851897248789E-5,8.0369837274824208E-3,1,0,2,0,0,3,0,0,0,1,10,-5.6800000000000003E-2,1.02,-0.24460000000000001,2.94,-0.20599999999999999,4.3499999999999996,-0.153,1,0,4,9,8,7,2,0,5,0,5,5,5,5,5,0]
[5,894,4,24,21,0.83179999999999998,92.232836000000006,674.01908244000003,0,0,766.25191844000005,9.7562224378699076E-8,41259404.730195999,38659068.063613802,0,79918472.793809801,2.543883997897997E-5,3.8351679738272038E-3,1,0,2,0,0,3,0,0,0,1,10,-5.6800000000000003E-2,1.02,-0.24460000000000001,2.94,-0.20599999999999999,4.3499999999999996,-0.153,0,0,5,10,9,8,3,1,0,0,5,5,5,5,5,5]
[5,893,5,24,21,0.83179999999999998,410.38430399999999,963.61275780000017,0,0,1373.9970618000002,1.7494273934336835E-7,41259404.730195999,38659068.063613802,0,79918472.793809801,2.543883997897997E-5,6.8769935849245858E-3,1,0,2,0,0,3,0,0,0,1,10,-5.6800000000000003E-2,1.02,-0.24460000000000001,2.94,-0.20599999999999999,4.3499999999999996,-0.153,0,0,0,11,10,9,4,0,0,0,0,5,5,5,5,0]
[5,1755,6,23,20,0.89739999999999998,604.17689200000007,8841.7843628400005,0,0,9445.96125484,1.2026971407698468E-6,43221646.916532002,38333633.092143849,0,81555280.008675843,2.5959851897248789E-5,4.6329121812028057E-2,1,0,2,0,0,3,0,0,0,1,10,-5.6800000000000003E-2,1.02,-0.24460000000000001,2.94,-0.20599999999999999,4.3499999999999996,-0.153,0,2,7,13,12,0,0,0,0,5,5,5,5,0,0,0]
[5,1754,7,23,20,0.89739999999999998,398.98473999999999,0,0,0,398.98473999999999,5.0800314871387724E-8,43221646.916532002,38333633.092143849,0,81555280.008675843,2.5959851897248789E-5,1.9568799957896338E-3,1,0,2,0,0,3,0,0,0,1,10,-5.6800000000000003E-2,1.02,-0.24460000000000001,2.94,-0.20599999999999999,4.3499999999999996,-0.153,2,3,8,14,13,12,6,0,5,5,5,5,5,5,5,0]
[5,1753,8,23,20,0.89739999999999998,162.702868,0,0,0,162.702868,2.0715972557942527E-8,43221646.916532002,38333633.092143849,0,81555280.008675843,2.5959851897248789E-5,7.9800041386746102E-4,1,0,2,0,0,3,0,0,0,1,10,-5.6800000000000003E-2,1.02,-0.24460000000000001,2.94,-0.20599999999999999,4.3499999999999996,-0.153,3,4,9,15,14,13,7,2,5,5,5,5,5,5,5,5]
[5,891,9,24,21,0.83179999999999998,150.26697999999999,0,0,0,150.26697999999999,1.913258612039278E-8,41259404.730195999,38659068.063613802,0,79918472.793809801,2.543883997897997E-5,7.5210135903217175E-4,1,0,2,0,0,3,0,0,0,1,10,-5.6800000000000003E-2,1.02,-0.24460000000000001,2.94,-0.20599999999999999,4.3499999999999996,-0.153,4,5,10,16,15,14,8,3,5,5,5,5,5,5,5,5]
[5,890,10,24,21,0.83179999999999998,520.23464799999999,49552.129063800006,0,0,50072.363711800004,6.3754113576225722E-6,41259404.730195999,38659068.063613802,0,79918472.793809801,2.543883997897997E-5,0.25061722008120474,1,0,2,0,0,3,0,0,0,1,10,-5.6800000000000003E-2,1.02,-0.24460000000000001,2.94,-0.20599999999999999,4.3499999999999996,-0.153,5,0,11,17,16,15,9,4,5,0,5,5,5,5,5,5]
[5,889,11,24,21,0.83179999999999998,149965.40971599999,49841.72273916001,0,0,199807.13245516,2.5440234236204628E-5,41259404.730195999,38659068.063613802,0,79918472.793809801,2.543883997897997E-5,1.0000548082076781,1,0,2,0,0,3,0,0,0,1,10,-5.6800000000000003E-2,1.02,-0.24460000000000001,2.94,-0.20599999999999999,4.3499999999999996,-0.153,0,0,0,18,17,16,10,5,0,0,0,5,5,5,5,5]
[5,1746,12,23,20,0.89739999999999998,931.65527600000007,8841.7843628400005,0,0,9773.43963884,1.2443929836253235E-6,43221646.916532002,38333633.092143849,0,81555280.008675843,2.5959851897248789E-5,4.7935288250130721E-2,1,0,2,0,0,3,0,0,0,1,10,-5.6800000000000003E-2,1.02,-0.24460000000000001,2.94,-0.20599999999999999,4.3499999999999996,-0.153,6,7,13,21,20,19,0,0,5,5,5,5,5,5,0,0]
[5,1745,13,23,20,0.89739999999999998,550.28804400000001,8841.7843628400005,0,0,9392.0724068400013,1.1958357995404648E-6,43221646.916532002,38333633.092143849,0,81555280.008675843,2.5959851897248789E-5,4.606481594246687E-2,1,0,2,0,0,3,0,0,0,1,10,-5.6800000000000003E-2,1.02,-0.24460000000000001,2.94,-0.20599999999999999,4.3499999999999996,-0.153,7,8,14,22,21,20,12,6,5,5,5,5,5,5,5,5]
[5,1744,14,23,20,0.89739999999999998,162.702868,0,0,0,162.702868,2.0715972557942527E-8,43221646.916532002,38333633.092143849,0,81555280.008675843,2.5959851897248789E-5,7.9800041386746102E-4,1,0,2,0,0,3,0,0,0,1,10,-5.6800000000000003E-2,1.02,-0.24460000000000001,2.94,-0.20599999999999999,4.3499999999999996,-0.153,8,9,15,23,22,21,13,7,5,5,5,5,5,5,5,5]
[5,887,15,24,21,0.83179999999999998,494.326548,0,0,0,494.326548,6.2939610892602454E-8,41259404.730195999,38659068.063613802,0,79918472.793809801,2.543883997897997E-5,2.4741541259196273E-3,1,0,2,0,0,3,0,0,0,1,10,-5.6800000000000003E-2,1.02,-0.24460000000000001,2.94,-0.20599999999999999,4.3499999999999996,-0.153,9,10,16,24,23,22,14,8,5,5,5,5,5,5,5,5]
[5,886,16,24,21,0.83179999999999998,1424.9455,0,0,0,1424.9455,1.8142969596924189E-7,41259404.730195999,38659068.063613802,0,79918472.793809801,2.543883997897997E-5,7.1319956459947329E-3,1,0,2,0,0,3,0,0,0,1,10,-5.6800000000000003E-2,1.02,-0.24460000000000001,2.94,-0.20599999999999999,4.3499999999999996,-0.153,10,11,17,25,24,23,15,9,5,5,5,5,5,5,5,5]
[5,885,17,24,21,0.83179999999999998,152843.281464,49552.129063800006,0,0,202395.41052780001,2.5769784035690246E-5,41259404.730195999,38659068.063613802,0,79918472.793809801,2.543883997897997E-5,1.0130094004673065,1,0,2,0,0,3,0,0,0,1,10,-5.6800000000000003E-2,1.02,-0.24460000000000001,2.94,-0.20599999999999999,4.3499999999999996,-0.153,11,0,18,26,25,24,16,10,5,0,5,5,5,5,5,5]
[5,884,18,24,21,0.83179999999999998,154227.81032799999,55093.157345160005,0,0,209320.96767315999,2.6651573358369794E-5,41259404.730195999,38659068.063613802,0,79918472.793809801,2.543883997897997E-5,1.0476725110261278,1,0,2,0,0,3,0,0,0,1,10,-5.6800000000000003E-2,1.02,-0.24460000000000001,2.94,-0.20599999999999999,4.3499999999999996,-0.153,0,0,0,0,26,25,17,11,0,0,0,0,5,5,5,5]
[5,1738,19,31,27,0.88580000000000003,1759.678152,8841.7843628400005,0,0,10601.462514840001,1.3498201305921776E-6,51625440.732348002,35963641.280231282,0,87589082.012579292,2.7880470726366822E-5,4.8414538758688896E-2,1,0,2,0,0,3,0,0,0,1,10,-5.6800000000000003E-2,1.02,-0.24460000000000001,2.94,-0.20599999999999999,4.3499999999999996,-0.153,0,12,20,29,28,27,139,123,0,5,5,5,5,5,8,8]
[5,1737,20,31,27,0.88580000000000003,1507.85142,8841.7843628400005,0,0,10349.63578284,1.3177565552317952E-6,51625440.732348002,35963641.280231282,0,87589082.012579292,2.7880470726366822E-5,4.7264501670898275E-2,{"$f":"IF(R261<=2,1,0)","v":1},{"$f":"IF(R261>2,1,0)","v":0},{"$f":"IF(R261<=6,2,0)","v":2},0,{"$f":"IF(R261>6,1,0)","v":0},{"$f":"IF(R261<=10,3,0)","v":3},0,{"$f":"IF(R261>10,4,0)","v":0},0,1,10,-5.6800000000000003E-2,1.02,-0.24460000000000001,2.94,-0.20599999999999999,4.3499999999999996,-0.153,12,13,21,30,29,28,19,0,5,5,5,5,5,5,5,0]
[5,1736,21,31,27,0.88580000000000003,775.17035199999998,0,0,0,775.17035199999998,9.8697754607267588E-8,51625440.732348002,35963641.280231282,0,{"$f":"SUM(M262:O262)","v":87589082.012579292},{"$f":"P262/(PI()*1000000^2)","v":2.7880470726366822E-5},3.5400318587134974E-3,1,0,2,{"$f":"T262*U262","v":0},0,3,{"$f":"W262*X262","v":0},0,{"$f":"IF(Z262=4,AB262,0)","v":0},1,10,-5.6800000000000003E-2,1.02,-0.24460000000000001,2.94,-0.20599999999999999,4.3499999999999996,-0.153,13,14,22,31,30,29,20,12,5,5,5,5,5,5,5,5]
[5,1735,22,31,27,0.88580000000000003,119.17726,0,0,0,119.17726,1.5174120026518414E-8,51625440.732348002,35963641.280231282,0,87589082.012579292,2.7880470726366822E-5,5.442562349626366E-4,1,0,2,0,0,3,0,0,0,1,10,-5.6800000000000003E-2,1.02,-0.24460000000000001,2.94,-0.20599999999999999,4.3499999999999996,-0.153,14,15,23,32,31,30,21,13,5,5,5,5,5,5,5,5]
[5,882,23,32,28,0.77949999999999997,140.94006400000001,0,0,0,140.94006400000001,1.7945046292230471E-8,59990888.487516001,35833739.142607562,0,95824627.630123556,3.0501926314548756E-5,5.8832501617024342E-4,1,0,2,0,0,3,0,0,0,1,10,-5.6800000000000003E-2,1.02,-0.24460000000000001,2.94,-0.20599999999999999,4.3499999999999996,-0.153,15,16,24,33,32,31,22,14,5,5,5,5,5,5,5,5]
[5,881,24,32,28,0.77949999999999997,1605.2658759999999,0,0,0,1605.2658759999999,2.0438879931371321E-7,59990888.487516001,35833739.142607562,0,95824627.630123556,3.0501926314548756E-5,6.7008488974096107E-3,1,0,2,0,0,3,0,0,0,1,10,-5.6800000000000003E-2,1.02,-0.24460000000000001,2.94,-0.20599999999999999,4.3499999999999996,-0.153,16,17,25,34,33,32,23,15,5,5,5,5,5,5,5,5]
[5,880,25,32,28,0.77949999999999997,20042.506160000001,0,0,0,20042.506160000001,2.5518911418510098E-6,59990888.487516001,35833739.142607562,0,95824627.630123556,3.0501926314548756E-5,8.3663278034797867E-2,1,0,2,0,0,3,0,0,0,1,10,-5.6800000000000003E-2,1.02,-0.24460000000000001,2.94,-0.20599999999999999,4.3499999999999996,-0.153,17,18,26,35,34,33,24,16,5,5,5,5,5,5,5,5]
[5,879,26,32,28,0.77949999999999997,189453.499412,104302.66853952002,0,0,293756.16795152001,{"$f":"K267/(PI()*50000^2)","v":3.7402196954573932E-5},59990888.487516001,35833739.142607562,0,95824627.630123556,3.0501926314548756E-5,1.2262240938118685,1,0,2,0,0,3,0,0,0,1,10,-5.6800000000000003E-2,1.02,-0.24460000000000001,2.94,-0.20599999999999999,4.3499999999999996,-0.153,18,0,0,36,35,34,25,17,5,0,0,5,5,5,5,5]
[5,1730,27,31,27,0.88580000000000003,1148.2469920000001,8841.7843628400005,0,0,9990.0313548400009,1.2719702974126484E-6,51625440.732348002,35963641.280231282,0,87589082.012579292,2.7880470726366822E-5,4.5622267640184934E-2,1,0,2,0,0,3,0,0,0,1,10,-5.6800000000000003E-2,1.02,-0.24460000000000001,2.94,-0.20599999999999999,4.3499999999999996,-0.153,139,19,28,38,37,169,154,138,8,5,5,5,5,8,8,8]
[5,1729,28,31,27,0.88580000000000003,1296.4413240000001,8841.7843628400005,0,0,10138.22568684,1.2908389857934495E-6,51625440.732348002,35963641.280231282,0,87589082.012579292,2.7880470726366822E-5,4.6299038436703688E-2,1,0,2,0,0,3,0,0,0,1,10,-5.6800000000000003E-2,1.02,-0.24460000000000001,2.94,-0.20599999999999999,4.3499999999999996,-0.153,19,20,29,39,38,37,27,139,5,5,5,5,5,5,5,8]
[5,1728,29,31,27,0.88580000000000003,1852.947312,0,0,0,1852.947312,2.3592457919491236E-7,51625440.732348002,35963641.280231282,0,87589082.012579292,2.7880470726366822E-5,8.462001287940819E-3,1,0,2,0,0,3,0,0,0,1,10,-5.6800000000000003E-2,1.02,-0.24460000000000001,2.94,-0.20599999999999999,4.3499999999999996,-0.153,20,21,30,40,39,38,28,19,5,5,5,5,5,5,5,5]
[5,1727,30,31,27,0.88580000000000003,1205.2448120000001,0,0,0,1205.2448120000001,1.5345653557252972E-7,51625440.732348002,35963641.280231282,0,87589082.012579292,2.7880470726366822E-5,5.5040869674917083E-3,1,0,2,0,0,3,0,0,0,1,10,-5.6800000000000003E-2,1.02,-0.24460000000000001,2.94,-0.20599999999999999,4.3499999999999996,-0.153,21,22,31,41,40,39,29,20,5,5,5,5,5,5,5,5]
[5,1726,31,31,27,0.88580000000000003,439.40137600000003,0,0,0,439.40137600000003,5.594632079342441E-8,51625440.732348002,35963641.280231282,0,87589082.012579292,2.7880470726366822E-5,2.0066490749926775E-3,1,0,2,0,0,3,0,0,0,1,10,-5.6800000000000003E-2,1.02,-0.24460000000000001,2.94,-0.20599999999999999,4.3499999999999996,-0.153,22,23,32,42,41,40,30,21,5,5,5,5,5,5,5,5]
[5,877,32,32,28,0.77949999999999997,92.232836000000006,0,0,0,92.232836000000006,1.1743449411827294E-8,59990888.487516001,35833739.142607562,0,95824627.630123556,3.0501926314548756E-5,3.8500681205258579E-4,1,0,2,0,0,3,0,0,0,1,10,-5.6800000000000003E-2,1.02,-0.24460000000000001,2.94,-0.20599999999999999,4.3499999999999996,-0.153,23,24,33,43,42,41,31,22,5,5,5,5,5,5,5,5]
[5,876,33,32,28,0.77949999999999997,740.97166000000004,0,0,0,740.97166000000004,9.4343441904005784E-8,59990888.487516001,35833739.142607562,0,95824627.630123556,3.0501926314548756E-5,{"$f":"L274/Q274","v":3.0930322541303239E-3},1,0,2,0,0,3,0,0,0,1,10,-5.6800000000000003E-2,1.02,-0.24460000000000001,2.94,-0.20599999999999999,4.3499999999999996,-0.153,24,25,34,44,43,42,32,23,5,5,5,5,5,5,5,5]
[5,875,34,32,28,0.77949999999999997,68527.960823999994,0,0,0,68527.960823999994,8.7252509641178821E-6,59990888.487516001,35833739.142607562,0,95824627.630123556,3.0501926314548756E-5,0.28605573543583468,1,0,2,0,0,3,0,0,0,1,10,-5.6800000000000003E-2,1.02,-0.24460000000000001,2.94,-0.20599999999999999,4.3499999999999996,-0.153,25,26,35,45,44,43,33,24,5,5,5,5,5,5,5,5]
[5,874,35,32,28,0.77949999999999997,242952.68958800001,55326.667738320008,0,0,298279.35732632002,3.7978107312606061E-5,59990888.487516001,35833739.142607562,0,95824627.630123556,3.0501926314548756E-5,1.2451052081419307,1,0,2,0,0,3,0,0,0,1,10,-5.6800000000000003E-2,1.02,-0.24460000000000001,2.94,-0.20599999999999999,4.3499999999999996,-0.153,26,0,36,46,45,44,34,25,5,0,5,5,5,5,5,5]
[5,873,36,32,28,0.77949999999999997,236675.67512,55326.667738320008,0,0,292002.34285831999,3.7178893008252823E-5,59990888.487516001,35833739.142607562,0,95824627.630123556,3.0501926314548756E-5,1.218903115326172,1,0,2,0,0,3,0,0,0,1,10,-5.6800000000000003E-2,1.02,-0.24460000000000001,2.94,-0.20599999999999999,4.3499999999999996,-0.153,0,0,0,0,46,45,35,26,0,0,0,0,5,5,5,5]
[5,1721,37,31,27,0.88580000000000003,5050.0068520000004,0,0,0,5050.0068520000004,6.4298684251499333E-7,51625440.732348002,35963641.280231282,0,87589082.012579292,2.7880470726366822E-5,2.3062266373677639E-2,1,0,2,0,0,3,0,0,0,1,10,-5.6800000000000003E-2,1.02,-0.24460000000000001,2.94,-0.20599999999999999,4.3499999999999996,-0.153,27,28,38,49,48,47,169,154,5,5,5,5,5,5,8,8]
[5,1720,38,31,27,0.88580000000000003,1282.969112,0,0,0,1282.969112,1.6335270080721561E-7,51625440.732348002,35963641.280231282,0,87589082.012579292,2.7880470726366822E-5,5.8590366859456013E-3,1,0,2,0,0,3,0,0,0,1,10,-5.6800000000000003E-2,1.02,-0.24460000000000001,2.94,-0.20599999999999999,4.3499999999999996,-0.153,28,29,39,50,49,48,37,27,5,5,5,5,5,5,5,5]
[5,1342,39,31,27,0.88580000000000003,1532.7231960000001,0,0,0,1532.7231960000001,1.9515237842800638E-7,51625440.732348002,35963641.280231282,0,87589082.012579292,2.7880470726366822E-5,6.9996084479107788E-3,1,0,2,0,0,3,0,0,0,1,10,-5.6800000000000003E-2,1.02,-0.24460000000000001,2.94,-0.20599999999999999,4.3499999999999996,-0.153,29,30,40,51,50,49,38,28,5,5,5,5,5,5,5,5]
[5,1341,40,31,27,0.88580000000000003,681.90119200000004,0,0,0,681.90119200000004,8.6822356325644492E-8,51625440.732348002,35963641.280231282,0,87589082.012579292,2.7880470726366822E-5,3.1140921965688256E-3,1,0,2,0,0,3,0,0,0,1,10,-5.6800000000000003E-2,1.02,-0.24460000000000001,2.94,-0.20599999999999999,4.3499999999999996,-0.153,30,31,41,52,51,50,39,29,5,5,5,5,5,5,5,5]
[5,1340,41,31,27,0.88580000000000003,410.38430399999999,0,0,0,410.38430399999999,5.2251752439141661E-8,51625440.732348002,35963641.280231282,0,87589082.012579292,2.7880470726366822E-5,1.8741345134365573E-3,1,0,2,0,0,3,0,0,0,1,10,-5.6800000000000003E-2,1.02,-0.24460000000000001,2.94,-0.20599999999999999,4.3499999999999996,-0.153,31,32,42,53,52,51,40,30,5,5,5,5,5,5,5,5]
[5,872,42,32,28,0.77949999999999997,933.72792400000003,0,0,0,933.72792400000003,1.1888593168602687E-7,59990888.487516001,35833739.142607562,0,95824627.630123556,3.0501926314548756E-5,3.897653232127863E-3,1,0,2,0,0,3,0,0,0,1,10,-5.6800000000000003E-2,1.02,-0.24460000000000001,2.94,-0.20599999999999999,4.3499999999999996,-0.153,32,33,43,54,53,52,41,31,5,5,5,5,5,5,5,5]
[5,871,43,32,28,0.77949999999999997,2319.2931119999998,0,0,0,2319.2931119999998,2.9530157060302788E-7,59990888.487516001,35833739.142607562,0,95824627.630123556,3.0501926314548756E-5,9.6814072513897401E-3,1,0,2,0,0,3,0,0,0,1,10,-5.6800000000000003E-2,1.02,-0.24460000000000001,2.94,-0.20599999999999999,4.3499999999999996,-0.153,33,34,44,55,54,53,42,32,5,5,5,5,5,5,5,5]
[5,870,44,32,28,0.77949999999999997,118898.48884400001,0,0,0,118898.48884400001,1.513862578054334E-5,59990888.487516001,35833739.142607562,0,95824627.630123556,3.0501926314548756E-5,0.49631703992814857,1,0,2,0,0,3,0,0,0,1,10,-5.6800000000000003E-2,1.02,-0.24460000000000001,2.94,-0.20599999999999999,4.3499999999999996,-0.153,34,35,45,56,55,54,43,33,5,5,5,5,5,5,5,5]
[5,869,45,32,28,0.77949999999999997,239572.20070000002,53167.971221640008,0,0,292740.17192164005,3.7272836322320226E-5,59990888.487516001,35833739.142607562,0,95824627.630123556,3.0501926314548756E-5,1.221983029463352,1,0,2,0,0,3,0,0,0,1,10,-5.6800000000000003E-2,1.02,-0.24460000000000001,2.94,-0.20599999999999999,4.3499999999999996,-0.153,35,36,46,57,56,55,44,34,5,5,5,5,5,5,5,5]
[5,868,46,32,28,0.77949999999999997,239173.21596,53167.971221640008,0,0,292341.18718164001,3.722203600744883E-5,59990888.487516001,35833739.142607562,0,95824627.630123556,3.0501926314548756E-5,1.2203175505572816,1,0,2,0,0,3,0,0,0,1,10,-5.6800000000000003E-2,1.02,-0.24460000000000001,2.94,-0.20599999999999999,4.3499999999999996,-0.153,36,0,0,58,57,56,45,35,5,0,0,5,5,5,5,5]
[5,1336,47,31,27,0.88580000000000003,4825.1245440000002,0,0,0,4825.1245440000002,6.1435393776930198E-7,51625440.732348002,35963641.280231282,0,87589082.012579292,2.7880470726366822E-5,2.2035278521617706E-2,1,0,2,0,0,3,0,0,0,1,10,-5.6800000000000003E-2,1.02,-0.24460000000000001,2.94,-0.20599999999999999,4.3499999999999996,-0.153,169,37,48,60,59,199,184,168,8,5,5,5,5,8,8,8]
[5,1335,48,31,27,0.88580000000000003,5113.222616,0,0,0,5113.222616,6.5103572357253782E-7,51625440.732348002,35963641.280231282,0,87589082.012579292,2.7880470726366822E-5,2.3350958811353469E-2,1,0,2,0,0,3,0,0,0,1,10,-5.6800000000000003E-2,1.02,-0.24460000000000001,2.94,-0.20599999999999999,4.3499999999999996,-0.153,37,38,49,61,60,59,47,169,5,5,5,5,5,5,5,8]
[5,1334,49,31,27,0.88580000000000003,865.33054000000004,0,0,0,865.33054000000004,1.1017730627950326E-7,51625440.732348002,35963641.280231282,0,87589082.012579292,2.7880470726366822E-5,3.9517735321200134E-3,1,0,2,0,0,3,0,0,0,1,10,-5.6800000000000003E-2,1.02,-0.24460000000000001,2.94,-0.20599999999999999,4.3499999999999996,-0.153,38,39,50,62,61,60,48,37,5,5,5,5,5,5,5,5]
[5,1333,50,31,27,0.88580000000000003,576.196144,0,0,0,576.196144,7.3363571606471633E-8,51625440.732348002,35963641.280231282,0,87589082.012579292,2.7880470726366822E-5,2.6313605794715299E-3,1,0,2,0,0,3,0,0,0,1,10,-5.6800000000000003E-2,1.02,-0.24460000000000001,2.94,-0.20599999999999999,4.3499999999999996,-0.153,39,40,51,63,62,61,49,38,5,5,5,5,5,5,5,5]
[5,1332,51,31,27,0.88580000000000003,848.74935600000003,0,0,0,848.74935600000003,1.0806612436277026E-7,51625440.732348002,35963641.280231282,0,87589082.012579292,2.7880470726366822E-5,3.8760509255165161E-3,1,0,2,0,0,3,0,0,0,1,10,-5.6800000000000003E-2,1.02,-0.24460000000000001,2.94,-0.20599999999999999,4.3499999999999996,-0.153,40,41,52,64,63,62,50,39,5,5,5,5,5,5,5,5]
[5,1331,52,31,27,0.88580000000000003,1047.7235640000001,0,0,0,1047.7235640000001,1.3340030736356623E-7,51625440.732348002,35963641.280231282,0,87589082.012579292,2.7880470726366822E-5,4.7847222047584835E-3,1,0,2,0,0,3,0,0,0,1,10,-5.6800000000000003E-2,1.02,-0.24460000000000001,2.94,-0.20599999999999999,4.3499999999999996,-0.153,41,42,53,65,64,63,51,40,5,5,5,5,5,5,5,5]
[5,866,53,32,28,0.77949999999999997,56821.644919999999,0,0,0,56821.644919999999,7.2347565309043875E-6,59990888.487516001,35833739.142607562,0,95824627.630123556,3.0501926314548756E-5,0.23719015173981212,1,0,2,0,0,3,0,0,0,1,10,-5.6800000000000003E-2,1.02,-0.24460000000000001,2.94,-0.20599999999999999,4.3499999999999996,-0.153,42,43,54,66,65,64,52,41,5,5,5,5,5,5,5,5]
[5,865,54,32,28,0.77949999999999997,163812.77100400001,0,0,0,{"$f":"SUM(G295:J295)","v":163812.77100400001},2.0857289797493843E-5,59990888.487516001,35833739.142607562,0,95824627.630123556,3.0501926314548756E-5,0.6838023796400482,1,0,2,0,0,3,0,0,0,1,10,-5.6800000000000003E-2,1.02,-0.24460000000000001,2.94,-0.20599999999999999,4.3499999999999996,-0.153,43,44,55,67,66,65,53,42,5,5,5,5,5,5,5,5]
[5,864,55,32,28,0.77949999999999997,213341.80393600001,0,0,0,213341.80393600001,2.71635221316451E-5,59990888.487516001,35833739.142607562,0,95824627.630123556,3.0501926314548756E-5,0.89055103771228672,1,0,2,0,0,3,0,0,0,1,10,-5.6800000000000003E-2,1.02,-0.24460000000000001,2.94,-0.20599999999999999,4.3499999999999996,-0.153,44,45,56,68,67,66,54,43,5,5,5,5,5,5,5,5]
[5,863,56,32,28,0.77949999999999997,176922.269604,0,0,0,176922.269604,2.2526443000410868E-5,59990888.487516001,35833739.142607562,0,95824627.630123556,3.0501926314548756E-5,0.73852525798235391,1,0,2,0,0,3,0,0,0,1,10,-5.6800000000000003E-2,1.02,-0.24460000000000001,2.94,-0.20599999999999999,4.3499999999999996,-0.153,45,46,57,69,68,67,55,44,5,5,5,5,5,5,5,5]
[5,862,57,32,28,0.77949999999999997,62706.928916000004,0,0,0,62706.928916000004,7.9840941624748061E-6,59990888.487516001,35833739.142607562,0,95824627.630123556,3.0501926314548756E-5,0.26175704708415637,1,0,2,0,0,3,0,0,0,1,10,-5.6800000000000003E-2,1.02,-0.24460000000000001,2.94,-0.20599999999999999,4.3499999999999996,-0.153,46,0,58,70,69,68,56,45,5,0,5,5,5,5,5,5]
[5,861,58,32,28,0.77949999999999997,4020.93712,1432.6729362000001,0,0,5453.6100562000001,6.943751985119194E-7,59990888.487516001,35833739.142607562,0,95824627.630123556,3.0501926314548756E-5,2.2764962165052426E-2,1,0,2,0,0,3,0,0,0,1,10,-5.6800000000000003E-2,1.02,-0.24460000000000001,2.94,-0.20599999999999999,4.3499999999999996,-0.153,0,0,0,0,70,69,57,46,0,0,0,0,5,5,5,5]
[5,1501,59,39,35,0.87649999999999995,4817.8702760000006,0,0,0,4817.8702760000006,6.1343029568073139E-7,80760832.952399999,29809806.269712485,0,110570639.22211248,3.5195727586059609E-5,1.7429112501816842E-2,1,0,2,0,0,3,0,0,0,1,10,-5.6800000000000003E-2,1.02,-0.24460000000000001,2.94,-0.20599999999999999,4.3499999999999996,-0.153,47,48,60,72,71,213,199,184,5,5,5,5,5,8,8,8]
[5,1500,60,39,35,0.87649999999999995,4842.7420520000005,0,0,0,4842.7420520000005,6.1659706855583086E-7,80760832.952399999,29809806.269712485,0,110570639.22211248,3.5195727586059609E-5,1.7519088561193826E-2,1,0,2,0,0,3,0,0,0,1,10,-5.6800000000000003E-2,1.02,-0.24460000000000001,2.94,-0.20599999999999999,4.3499999999999996,-0.153,48,49,61,73,72,71,59,47,5,5,5,5,5,5,5,5]
[5,1499,61,39,35,0.87649999999999995,704.70032000000003,0,0,0,704.70032000000003,8.9725231461152353E-8,80760832.952399999,29809806.269712485,0,110570639.22211248,3.5195727586059609E-5,2.5493216823479136E-3,1,0,2,0,0,3,0,0,0,1,10,-5.6800000000000003E-2,1.02,-0.24460000000000001,2.94,-0.20599999999999999,4.3499999999999996,-0.153,49,50,62,74,73,72,60,48,5,5,5,5,5,5,5,5]
[5,1498,62,39,35,0.87649999999999995,362.71340000000004,0,0,0,362.71340000000004,4.6182104428534306E-8,80760832.952399999,29809806.269712485,0,110570639.22211248,3.5195727586059609E-5,1.3121508659143675E-3,1,0,2,0,0,3,0,0,0,1,10,-5.6800000000000003E-2,1.02,-0.24460000000000001,2.94,-0.20599999999999999,4.3499999999999996,-0.153,50,51,63,75,74,73,61,49,5,5,5,5,5,5,5,5]
[5,1497,63,39,35,0.87649999999999995,284.98910000000001,0,0,0,284.98910000000001,3.6285939193848376E-8,80760832.952399999,29809806.269712485,0,110570639.22211248,3.5195727586059609E-5,1.0309756803612885E-3,1,0,2,0,0,3,0,0,0,1,10,-5.6800000000000003E-2,1.02,-0.24460000000000001,2.94,-0.20599999999999999,4.3499999999999996,-0.153,51,52,64,76,75,74,62,50,5,5,5,5,5,5,5,5]
[5,1496,64,39,35,0.87649999999999995,1125.447864,0,0,0,1125.447864,1.4329647259825212E-7,80760832.952399999,29809806.269712485,0,110570639.22211248,3.5195727586059609E-5,4.0714166868085792E-3,1,0,2,0,0,3,0,0,0,1,10,-5.6800000000000003E-2,1.02,-0.24460000000000001,2.94,-0.20599999999999999,4.3499999999999996,-0.153,52,53,65,77,76,75,63,51,5,5,5,5,5,5,5,5]
[5,749,65,40,36,0.86970000000000003,61642.624168000002,0,0,0,61642.624168000002,7.8485826731945057E-6,87786814.32006,31758535.135404006,0,119545349.45546401,3.805246657897023E-5,{"$f":"L306/Q306","v":0.20625687054757286},1,0,2,0,0,3,0,0,0,1,10,-5.6800000000000003E-2,1.02,-0.24460000000000001,2.94,-0.20599999999999999,4.3499999999999996,-0.153,53,54,66,78,77,76,64,52,5,5,5,5,5,5,5,5]
[5,748,66,40,36,0.86970000000000003,177507.79266400001,0,0,0,177507.79266400001,2.2600994111845503E-5,87786814.32006,31758535.135404006,0,119545349.45546401,3.805246657897023E-5,0.59394294624611765,1,0,2,0,0,3,0,0,0,1,10,-5.6800000000000003E-2,1.02,-0.24460000000000001,2.94,-0.20599999999999999,4.3499999999999996,-0.153,54,55,67,79,78,77,65,53,5,5,5,5,5,5,5,5]
[5,747,67,40,36,0.86970000000000003,177511.93796000001,0,0,0,177511.93796000001,2.2601521907324686E-5,87786814.32006,31758535.135404006,0,119545349.45546401,3.805246657897023E-5,0.59395681645024978,1,0,2,0,0,3,0,0,0,1,10,-5.6800000000000003E-2,1.02,-0.24460000000000001,2.94,-0.20599999999999999,4.3499999999999996,-0.153,55,56,68,80,79,78,66,54,5,5,5,5,5,5,5,5]
[5,746,68,40,36,0.86970000000000003,115126.269484,0,0,0,115126.269484,1.4658331894486582E-5,87786814.32006,31758535.135404006,0,119545349.45546401,3.805246657897023E-5,0.38521371181198377,1,0,2,0,0,3,0,0,0,1,10,-5.6800000000000003E-2,1.02,-0.24460000000000001,2.94,-0.20599999999999999,4.3499999999999996,-0.153,56,57,69,81,80,79,67,55,5,5,5,5,5,5,5,5]
[5,745,69,40,36,0.86970000000000003,9720.7191199999997,0,0,0,9720.7191199999997,1.2376803986847193E-6,87786814.32006,31758535.135404006,0,119545349.45546401,3.805246657897023E-5,3.2525628689960555E-2,1,0,2,0,0,3,0,0,0,1,10,-5.6800000000000003E-2,1.02,-0.24460000000000001,2.94,-0.20599999999999999,4.3499999999999996,-0.153,57,58,70,1,81,80,68,56,5,5,5,19,5,5,5,5]
[5,744,70,40,36,0.86970000000000003,3009.4848959999999,30861.100650600005,0,0,33870.585546600007,4.3125368921266376E-6,87786814.32006,31758535.135404006,0,119545349.45546401,3.805246657897023E-5,0.1133313364372014,1,0,2,0,0,3,0,0,0,1,10,-5.6800000000000003E-2,1.02,-0.24460000000000001,2.94,-0.20599999999999999,4.3499999999999996,-0.153,58,0,0,1,1,81,69,57,5,0,0,28,19,5,5,5]
[5,1492,71,39,35,0.87649999999999995,6440.7536600000003,0,0,0,6440.7536600000003,8.2006222578097335E-7,80760832.952399999,29809806.269712485,0,110570639.22211248,3.5195727586059609E-5,2.3300050376165123E-2,1,0,2,0,0,3,0,0,0,1,10,-5.6800000000000003E-2,1.02,-0.24460000000000001,2.94,-0.20599999999999999,4.3499999999999996,-0.153,59,60,72,83,82,227,213,199,5,5,5,5,5,8,8,8]
[5,1491,72,39,35,0.87649999999999995,2294.4213359999999,0,0,0,2294.4213359999999,2.9213479772792836E-7,80760832.952399999,29809806.269712485,0,110570639.22211248,3.5195727586059609E-5,8.3002914775268822E-3,1,0,2,0,0,3,0,0,0,1,10,-5.6800000000000003E-2,1.02,-0.24460000000000001,2.94,-0.20599999999999999,4.3499999999999996,-0.153,60,61,73,84,83,82,71,59,5,5,5,5,5,5,5,5]
[5,1490,73,39,35,0.87649999999999995,359.60442799999998,0,0,0,359.60442799999998,4.5786257819146859E-8,80760832.952399999,29809806.269712485,0,110570639.22211248,3.5195727586059609E-5,1.300903858492244E-3,1,0,2,0,0,3,0,0,0,1,10,-5.6800000000000003E-2,1.02,-0.24460000000000001,2.94,-0.20599999999999999,4.3499999999999996,-0.153,61,62,74,85,84,83,72,60,5,5,5,5,5,5,5,5]
[5,1489,74,39,35,0.87649999999999995,286.02542399999999,0,0,0,286.02542399999999,3.6417888063644189E-8,80760832.952399999,29809806.269712485,0,110570639.22211248,3.5195727586059609E-5,1.0347246828353296E-3,1,0,2,0,0,3,0,0,0,1,10,-5.6800000000000003E-2,1.02,-0.24460000000000001,2.94,-0.20599999999999999,4.3499999999999996,-0.153,62,63,75,86,85,84,73,61,5,5,5,5,5,5,5,5]
[5,1488,75,39,35,0.87649999999999995,4126.6421680000003,0,0,0,4126.6421680000003,5.2542039952692455E-7,80760832.952399999,29809806.269712485,0,110570639.22211248,3.5195727586059609E-5,1.492852785163146E-2,1,0,2,0,0,3,0,0,0,1,10,-5.6800000000000003E-2,1.02,-0.24460000000000001,2.94,-0.20599999999999999,4.3499999999999996,-0.153,63,64,76,87,86,85,74,62,5,5,5,5,5,5,5,5]
[5,1487,76,39,35,0.87649999999999995,4256.1826680000004,0,0,0,4256.1826680000004,5.4191400825140112E-7,80760832.952399999,29809806.269712485,0,110570639.22211248,3.5195727586059609E-5,1.5397153160886592E-2,1,0,2,0,0,3,0,0,0,1,10,-5.6800000000000003E-2,1.02,-0.24460000000000001,2.94,-0.20599999999999999,4.3499999999999996,-0.153,64,65,77,88,87,86,75,63,5,5,5,5,5,5,5,5]
[5,742,77,40,36,0.86970000000000003,63968.135223999998,0,0,0,63968.135223999998,8.1446759370163083E-6,87786814.32006,31758535.135404006,0,119545349.45546401,3.805246657897023E-5,0.21403805506572546,1,0,2,0,0,3,0,0,0,1,10,-5.6800000000000003E-2,1.02,-0.24460000000000001,2.94,-0.20599999999999999,4.3499999999999996,-0.153,65,66,78,89,88,87,76,64,5,5,5,5,5,5,5,5]
[5,741,78,40,36,0.86970000000000003,180408.46354,0,0,0,180408.46354,2.2970318998403981E-5,87786814.32006,31758535.135404006,0,119545349.45546401,3.805246657897023E-5,0.60364862158761012,1,0,2,0,0,3,0,0,0,1,10,-5.6800000000000003E-2,1.02,-0.24460000000000001,2.94,-0.20599999999999999,4.3499999999999996,-0.153,66,67,79,90,89,88,77,65,5,5,5,5,5,5,5,5]
[5,740,79,40,36,0.86970000000000003,181962.94954,0,0,0,181962.94954,2.31682423030977E-5,87786814.32006,31758535.135404006,0,119545349.45546401,3.805246657897023E-5,0.60884994813717741,1,0,2,0,0,3,0,0,0,1,10,-5.6800000000000003E-2,1.02,-0.24460000000000001,2.94,-0.20599999999999999,4.3499999999999996,-0.153,67,68,80,91,90,89,78,66,5,5,5,5,5,5,5,5]
[5,1073,80,40,36,0.86970000000000003,74848.500899999999,0,0,0,74848.500899999999,9.5300071210025421E-6,87786814.32006,31758535.135404006,0,119545349.45546401,3.805246657897023E-5,0.25044387336166318,1,0,2,0,0,3,0,0,0,1,10,-5.6800000000000003E-2,1.02,-0.24460000000000001,2.94,-0.20599999999999999,4.3499999999999996,-0.153,68,69,81,3,91,90,79,67,5,5,5,19,5,5,5,5]
[5,1072,81,40,36,0.86970000000000003,2369.0366640000002,0,0,0,2369.0366640000002,3.0163511635322689E-7,87786814.32006,31758535.135404006,0,119545349.45546401,3.805246657897023E-5,7.9268216615404931E-3,1,0,2,0,0,3,0,0,0,1,10,-5.6800000000000003E-2,1.02,-0.24460000000000001,2.94,-0.20599999999999999,4.3499999999999996,-0.153,69,70,1,4,3,91,80,68,5,5,19,19,19,5,5,5]
[5,1483,82,39,35,0.87649999999999995,1887.1460039999999,0,0,0,1887.1460039999999,2.4027889189817418E-7,80760832.952399999,29809806.269712485,0,110570639.22211248,3.5195727586059609E-5,6.8269335052287515E-3,1,0,2,0,0,3,0,0,0,1,10,-5.6800000000000003E-2,1.02,-0.24460000000000001,2.94,-0.20599999999999999,4.3499999999999996,-0.153,71,72,83,92,242,241,227,213,5,5,5,5,8,8,8,8]
[5,1482,83,39,35,0.87649999999999995,6791.031172,0,0,0,6791.031172,8.6466094377195792E-7,80760832.952399999,29809806.269712485,0,110570639.22211248,3.5195727586059609E-5,2.4567213212390998E-2,1,0,2,0,0,3,0,0,0,1,10,-5.6800000000000003E-2,1.02,-0.24460000000000001,2.94,-0.20599999999999999,4.3499999999999996,-0.153,72,73,84,93,92,242,82,71,5,5,5,5,5,8,5,5]
[5,1481,84,39,35,0.87649999999999995,5915.3373920000004,0,0,0,5915.3373920000004,7.5316414879449659E-7,80760832.952399999,29809806.269712485,0,110570639.22211248,3.5195727586059609E-5,2.1399306121826313E-2,{"$f":"IF(R325<=2,1,0)","v":1},{"$f":"IF(R325>2,1,0)","v":0},{"$f":"IF(R325<=6,2,0)","v":2},0,{"$f":"IF(R325>6,1,0)","v":0},{"$f":"IF(R325<=10,3,0)","v":3},0,{"$f":"IF(R325>10,4,0)","v":0},0,1,10,-5.6800000000000003E-2,1.02,-0.24460000000000001,2.94,-0.20599999999999999,4.3499999999999996,-0.153,73,74,85,94,93,92,83,72,5,5,5,5,5,5,5,5]
[5,1480,85,39,35,0.87649999999999995,3917.3047200000001,0,0,0,3917.3047200000001,4.9876672782817047E-7,80760832.952399999,29809806.269712485,0,{"$f":"SUM(M326:O326)","v":110570639.22211248},{"$f":"P326/(PI()*1000000^2)","v":3.5195727586059609E-5},1.4171229351875168E-2,1,0,2,{"$f":"T326*U326","v":0},0,3,{"$f":"W326*X326","v":0},0,{"$f":"IF(Z326=4,AB326,0)","v":0},1,10,-5.6800000000000003E-2,1.02,-0.24460000000000001,2.94,-0.20599999999999999,4.3499999999999996,-0.153,74,75,86,95,94,93,84,73,5,5,5,5,5,5,5,5]
[5,1479,86,39,35,0.87649999999999995,4326.6527000000006,0,0,0,4326.6527000000006,5.5088653139751632E-7,80760832.952399999,29809806.269712485,0,110570639.22211248,3.5195727586059609E-5,1.5652085329121383E-2,1,0,2,0,0,3,0,0,0,1,10,-5.6800000000000003E-2,1.02,-0.24460000000000001,2.94,-0.20599999999999999,4.3499999999999996,-0.153,75,76,87,96,95,94,85,74,5,5,5,5,5,5,5,5]
[5,1478,87,39,35,0.87649999999999995,15782.178196000001,0,0,0,15782.178196000001,2.0094493381204254E-6,80760832.952399999,29809806.269712485,0,110570639.22211248,3.5195727586059609E-5,5.7093558677171148E-2,1,0,2,0,0,3,0,0,0,1,10,-5.6800000000000003E-2,1.02,-0.24460000000000001,2.94,-0.20599999999999999,4.3499999999999996,-0.153,76,77,88,97,96,95,86,75,5,5,5,5,5,5,5,5]
[5,1068,88,40,36,0.86970000000000003,47452.239635999998,0,0,0,47452.239635999998,6.0418067990804488E-6,87786814.32006,31758535.135404006,0,119545349.45546401,3.805246657897023E-5,0.15877569425208996,1,0,2,0,0,3,0,0,0,1,10,-5.6800000000000003E-2,1.02,-0.24460000000000001,2.94,-0.20599999999999999,4.3499999999999996,-0.153,77,78,89,98,97,96,87,76,5,5,5,5,5,5,5,5]
[5,1067,89,40,36,0.86970000000000003,61367.998308000002,0,0,0,61367.998308000002,7.8136162226986156E-6,87786814.32006,31758535.135404006,0,119545349.45546401,3.805246657897023E-5,0.205337969523816,1,0,2,0,0,3,0,0,0,1,10,-5.6800000000000003E-2,1.02,-0.24460000000000001,2.94,-0.20599999999999999,4.3499999999999996,-0.153,78,79,90,99,98,97,88,77,5,5,5,5,5,5,5,5]
[5,1066,90,40,36,0.86970000000000003,23418.849752000002,0,0,0,23418.849752000002,{"$f":"K331/(PI()*50000^2)","v":2.9817805596457664E-6},87786814.32006,31758535.135404006,0,119545349.45546401,3.805246657897023E-5,7.835971824474719E-2,1,0,2,0,0,3,0,0,0,1,10,-5.6800000000000003E-2,1.02,-0.24460000000000001,2.94,-0.20599999999999999,4.3499999999999996,-0.153,79,80,91,100,99,98,89,78,5,5,5,5,5,5,5,5]
[5,1065,91,40,36,0.86970000000000003,5860.4122200000002,0,0,0,5860.4122200000002,7.4617085869531845E-7,87786814.32006,31758535.135404006,0,119545349.45546401,3.805246657897023E-5,1.9609001091868541E-2,1,0,2,0,0,3,0,0,0,1,10,-5.6800000000000003E-2,1.02,-0.24460000000000001,2.94,-0.20599999999999999,4.3499999999999996,-0.153,80,81,3,6,100,99,90,79,5,5,19,19,5,5,5,5]
[5,1473,92,39,35,0.87649999999999995,6809.6850039999999,0,0,0,6809.6850039999999,8.6703602342828256E-7,80760832.952399999,29809806.269712485,0,110570639.22211248,3.5195727586059609E-5,2.4634695256923737E-2,1,0,2,0,0,3,0,0,0,1,10,-5.6800000000000003E-2,1.02,-0.24460000000000001,2.94,-0.20599999999999999,4.3499999999999996,-0.153,83,84,93,102,101,235,242,82,5,5,5,5,5,8,8,5]
[5,1472,93,39,35,0.87649999999999995,5069.6970080000001,0,0,0,5069.6970080000001,6.4549387104111371E-7,80760832.952399999,29809806.269712485,0,110570639.22211248,3.5195727586059609E-5,1.8340120103008815E-2,1,0,2,0,0,3,0,0,0,1,10,-5.6800000000000003E-2,1.02,-0.24460000000000001,2.94,-0.20599999999999999,4.3499999999999996,-0.153,84,85,94,103,102,101,92,83,5,5,5,5,5,5,5,5]
[5,1471,94,39,35,0.87649999999999995,3948.39444,0,0,0,3948.39444,5.0272519392204479E-7,80760832.952399999,29809806.269712485,0,110570639.22211248,3.5195727586059609E-5,1.4283699426096398E-2,1,0,2,0,0,3,0,0,0,1,10,-5.6800000000000003E-2,1.02,-0.24460000000000001,2.94,-0.20599999999999999,4.3499999999999996,-0.153,85,86,95,104,103,102,93,84,5,5,5,5,5,5,5,5]
[5,1470,95,39,35,0.87649999999999995,14902.339120000001,0,0,0,14902.339120000001,1.8974247476637807E-6,80760832.952399999,29809806.269712485,0,110570639.22211248,3.5195727586059609E-5,5.3910655576710292E-2,1,0,2,0,0,3,0,0,0,1,10,-5.6800000000000003E-2,1.02,-0.24460000000000001,2.94,-0.20599999999999999,4.3499999999999996,-0.153,86,87,96,105,104,103,94,85,5,5,5,5,5,5,5,5]
[5,1469,96,39,35,0.87649999999999995,20690.20866,0,0,0,20690.20866,2.6343591854733921E-6,80760832.952399999,29809806.269712485,0,110570639.22211248,3.5195727586059609E-5,7.4848834394229541E-2,1,0,2,0,0,3,0,0,0,1,10,-5.6800000000000003E-2,1.02,-0.24460000000000001,2.94,-0.20599999999999999,4.3499999999999996,-0.153,87,88,97,106,105,104,95,86,5,5,5,5,5,5,5,5]
[5,1060,97,40,36,0.86970000000000003,348778.98749600002,0,0,0,348778.98749600002,4.4407919925259812E-5,87786814.32006,31758535.135404006,0,119545349.45546401,3.805246657897023E-5,{"$f":"L338/Q338","v":1.1670181703753715},1,0,2,0,0,3,0,0,0,1,10,-5.6800000000000003E-2,1.02,-0.24460000000000001,2.94,-0.20599999999999999,4.3499999999999996,-0.153,88,89,98,107,106,105,96,87,5,5,5,5,5,5,5,5]
[5,1059,98,40,36,0.86970000000000003,366101.14315600001,0,0,0,366101.14315600001,4.6613445283896807E-5,87786814.32006,31758535.135404006,0,119545349.45546401,3.805246657897023E-5,1.2249782858927158,1,0,2,0,0,3,0,0,0,1,10,-5.6800000000000003E-2,1.02,-0.24460000000000001,2.94,-0.20599999999999999,4.3499999999999996,-0.153,89,90,99,108,107,106,97,88,5,5,5,5,5,5,5,5]
[5,1058,99,40,36,0.86970000000000003,360064.55585599999,0,0,0,360064.55585599999,4.5844843117336204E-5,87786814.32006,31758535.135404006,0,119545349.45546401,3.805246657897023E-5,1.2047798011252298,1,0,2,0,0,3,0,0,0,1,10,-5.6800000000000003E-2,1.02,-0.24460000000000001,2.94,-0.20599999999999999,4.3499999999999996,-0.153,90,91,100,109,108,107,98,89,5,5,5,5,5,5,5,5]
[5,1057,100,40,36,0.86970000000000003,11234.788484000001,0,0,0,11234.788484000001,1.4304576974564011E-6,87786814.32006,31758535.135404006,0,119545349.45546401,3.805246657897023E-5,3.7591720749239062E-2,1,0,2,0,0,3,0,0,0,1,10,-5.6800000000000003E-2,1.02,-0.24460000000000001,2.94,-0.20599999999999999,4.3499999999999996,-0.153,91,3,6,9,109,108,99,90,5,19,19,19,5,5,5,5]
[5,1464,101,47,43,0.83709999999999996,7510.2400280000002,0,0,0,7510.2400280000002,9.5623345941025171E-7,90877754.282460004,27744783.110051043,0,118622537.39251104,3.7758726376242643E-5,2.5324833520123782E-2,1,0,2,0,0,3,0,0,0,1,10,-5.6800000000000003E-2,1.02,-0.24460000000000001,2.94,-0.20599999999999999,4.3499999999999996,-0.153,92,93,102,110,5,4,235,242,5,5,5,5,10,10,8,8]
[5,1463,102,47,43,0.83709999999999996,5159.8571959999999,0,0,0,5159.8571959999999,6.569734227133493E-7,90877754.282460004,27744783.110051043,0,118622537.39251104,3.7758726376242643E-5,1.7399247426065446E-2,1,0,2,0,0,3,0,0,0,1,10,-5.6800000000000003E-2,1.02,-0.24460000000000001,2.94,-0.20599999999999999,4.3499999999999996,-0.153,93,94,103,111,110,5,101,92,5,5,5,5,5,10,5,5]
[5,1462,103,47,43,0.83709999999999996,626.97602000000006,0,0,0,626.97602000000006,7.9829066226466442E-8,90877754.282460004,27744783.110051043,0,118622537.39251104,3.7758726376242643E-5,2.114188530381522E-3,1,0,2,0,0,3,0,0,0,1,10,-5.6800000000000003E-2,1.02,-0.24460000000000001,2.94,-0.20599999999999999,4.3499999999999996,-0.153,94,95,104,112,111,110,102,93,5,5,5,5,5,5,5,5]
[5,1461,104,47,43,0.83709999999999996,15549.005296000001,0,0,0,15549.005296000001,1.9797608424163676E-6,90877754.282460004,27744783.110051043,0,118622537.39251104,3.7758726376242643E-5,5.2431875553461744E-2,1,0,2,0,0,3,0,0,0,1,10,-5.6800000000000003E-2,1.02,-0.24460000000000001,2.94,-0.20599999999999999,4.3499999999999996,-0.153,95,96,105,113,112,111,103,94,5,5,5,5,5,5,5,5]
[5,1460,105,47,43,0.83709999999999996,16773.940264000001,0,0,0,16773.940264000001,2.1357244065150176E-6,90877754.282460004,27744783.110051043,0,118622537.39251104,3.7758726376242643E-5,5.6562405872322828E-2,1,0,2,0,0,3,0,0,0,1,10,-5.6800000000000003E-2,1.02,-0.24460000000000001,2.94,-0.20599999999999999,4.3499999999999996,-0.153,96,97,106,114,113,112,104,95,5,5,5,5,5,5,5,5]
[5,1052,106,48,44,0.86209999999999998,372611.33052399999,0,0,0,372611.33052399999,4.74423480839541E-5,93390289.694416001,28408118.837079965,0,121798408.53149596,3.8769637557027321E-5,1.2236985195997732,1,0,2,0,0,3,0,0,0,1,10,-5.6800000000000003E-2,1.02,-0.24460000000000001,2.94,-0.20599999999999999,4.3499999999999996,-0.153,97,98,107,115,114,113,105,96,5,5,5,5,5,5,5,5]
[5,1051,107,48,44,0.86209999999999998,365704.23106399999,0,0,0,365704.23106399999,4.656290886676501E-5,93390289.694416001,28408118.837079965,0,121798408.53149596,3.8769637557027321E-5,1.2010148095471451,1,0,2,0,0,3,0,0,0,1,10,-5.6800000000000003E-2,1.02,-0.24460000000000001,2.94,-0.20599999999999999,4.3499999999999996,-0.153,98,99,108,116,115,114,106,97,5,5,5,5,5,5,5,5]
[5,1050,108,48,44,0.86209999999999998,359085.22967600002,0,0,0,359085.22967600002,4.5720151435379166E-5,93390289.694416001,28408118.837079965,0,121798408.53149596,3.8769637557027321E-5,1.1792772467405233,1,0,2,0,0,3,0,0,0,1,10,-5.6800000000000003E-2,1.02,-0.24460000000000001,2.94,-0.20599999999999999,4.3499999999999996,-0.153,99,100,109,12,116,115,107,98,5,5,5,19,5,5,5,5]
[5,1049,109,48,44,0.86209999999999998,11861.764504000001,0,0,0,11861.764504000001,1.5102867636828675E-6,93390289.694416001,28408118.837079965,0,121798408.53149596,3.8769637557027321E-5,3.8955400639517079E-2,1,0,2,0,0,3,0,0,0,1,10,-5.6800000000000003E-2,1.02,-0.24460000000000001,2.94,-0.20599999999999999,4.3499999999999996,-0.153,100,6,9,13,12,116,108,99,5,19,19,19,19,5,5,5]
[5,1454,110,47,43,0.83709999999999996,3799.1637840000003,0,0,0,3799.1637840000003,4.8372455667144784E-7,90877754.282460004,27744783.110051043,0,118622537.39251104,3.7758726376242643E-5,1.2810934136163072E-2,1,0,2,0,0,3,0,0,0,1,10,-5.6800000000000003E-2,1.02,-0.24460000000000001,2.94,-0.20599999999999999,4.3499999999999996,-0.153,102,103,111,118,117,14,5,101,5,5,5,5,5,10,10,5]
[5,1453,111,47,43,0.83709999999999996,1020.77914,0,0,0,1020.77914,1.2996963674887508E-7,90877754.282460004,27744783.110051043,0,118622537.39251104,3.7758726376242643E-5,3.4421085990509067E-3,1,0,2,0,0,3,0,0,0,1,10,-5.6800000000000003E-2,1.02,-0.24460000000000001,2.94,-0.20599999999999999,4.3499999999999996,-0.153,103,104,112,119,118,117,110,102,5,5,5,5,5,5,5,5]
[5,1452,112,47,43,0.83709999999999996,1281.9327880000001,0,0,0,1281.9327880000001,1.6322075193741981E-7,90877754.282460004,27744783.110051043,0,118622537.39251104,3.7758726376242643E-5,4.3227292761685004E-3,1,0,2,0,0,3,0,0,0,1,10,-5.6800000000000003E-2,1.02,-0.24460000000000001,2.94,-0.20599999999999999,4.3499999999999996,-0.153,104,105,113,120,119,118,111,103,5,5,5,5,5,5,5,5]
[5,1451,113,47,43,0.83709999999999996,12631.753236,0,0,0,12631.753236,1.608324773941156E-6,90877754.282460004,27744783.110051043,0,118622537.39251104,3.7758726376242643E-5,4.259478346581879E-2,1,0,2,0,0,3,0,0,0,1,10,-5.6800000000000003E-2,1.02,-0.24460000000000001,2.94,-0.20599999999999999,4.3499999999999996,-0.153,105,106,114,121,120,119,112,104,5,5,5,5,5,5,5,5]
[5,1043,114,48,44,0.86209999999999998,43864.485948000001,0,0,0,43864.485948000001,5.5849998118473465E-6,93390289.694416001,28408118.837079965,0,121798408.53149596,3.8769637557027321E-5,0.14405602331546735,1,0,2,0,0,3,0,0,0,1,10,-5.6800000000000003E-2,1.02,-0.24460000000000001,2.94,-0.20599999999999999,4.3499999999999996,-0.153,106,107,115,122,121,120,113,105,5,5,5,5,5,5,5,5]
[5,1042,115,48,44,0.86209999999999998,359494.57765599998,0,0,0,359494.57765599998,4.5772271238948506E-5,93390289.694416001,28408118.837079965,0,121798408.53149596,3.8769637557027321E-5,1.180621592647618,1,0,2,0,0,3,0,0,0,1,10,-5.6800000000000003E-2,1.02,-0.24460000000000001,2.94,-0.20599999999999999,4.3499999999999996,-0.153,107,108,116,123,122,121,114,106,5,5,5,5,5,5,5,5]
[5,1041,116,48,44,0.86209999999999998,326358.11775600002,0,0,0,326358.11775600002,4.1553206127227408E-5,93390289.694416001,28408118.837079965,0,121798408.53149596,3.8769637557027321E-5,1.0717976423201188,1,0,2,0,0,3,0,0,0,1,10,-5.6800000000000003E-2,1.02,-0.24460000000000001,2.94,-0.20599999999999999,4.3499999999999996,-0.153,108,109,12,17,123,122,115,107,5,5,19,19,5,5,5,5]
[5,1445,117,47,43,0.83709999999999996,17471.386316,0,0,0,17471.386316,2.2245259958875995E-6,90877754.282460004,27744783.110051043,0,118622537.39251104,3.7758726376242643E-5,5.8914222204466245E-2,1,0,2,0,0,3,0,0,0,1,10,-5.6800000000000003E-2,1.02,-0.24460000000000001,2.94,-0.20599999999999999,4.3499999999999996,-0.153,110,111,118,125,124,23,14,5,5,5,5,5,5,10,10,10]
[5,1444,118,47,43,0.83709999999999996,1143.065372,0,0,0,{"$f":"SUM(G359:J359)","v":1143.065372},1.4553960338478095E-7,90877754.282460004,27744783.110051043,0,118622537.39251104,3.7758726376242643E-5,3.8544627256377165E-3,1,0,2,0,0,3,0,0,0,1,10,-5.6800000000000003E-2,1.02,-0.24460000000000001,2.94,-0.20599999999999999,4.3499999999999996,-0.153,111,112,119,126,125,124,117,110,5,5,5,5,5,5,5,5]
[5,1443,119,47,43,0.83709999999999996,2101.6650720000002,0,0,0,2101.6650720000002,2.6759230794590735E-7,90877754.282460004,27744783.110051043,0,118622537.39251104,3.7758726376242643E-5,7.0868997348987215E-3,1,0,2,0,0,3,0,0,0,1,10,-5.6800000000000003E-2,1.02,-0.24460000000000001,2.94,-0.20599999999999999,4.3499999999999996,-0.153,112,113,120,127,126,125,118,111,5,5,5,5,5,5,5,5]
[5,1442,120,47,43,0.83709999999999996,1658.1184000000001,0,0,0,1658.1184000000001,2.1111819167329966E-7,90877754.282460004,27744783.110051043,0,118622537.39251104,3.7758726376242643E-5,5.5912423943974129E-3,1,0,2,0,0,3,0,0,0,1,10,-5.6800000000000003E-2,1.02,-0.24460000000000001,2.94,-0.20599999999999999,4.3499999999999996,-0.153,113,114,121,128,127,126,119,112,5,5,5,5,5,5,5,5]
[5,1034,121,48,44,0.86209999999999998,2449.8699360000001,0,0,0,2449.8699360000001,3.1192712819730026E-7,93390289.694416001,28408118.837079965,0,121798408.53149596,3.8769637557027321E-5,8.0456549984115298E-3,1,0,2,0,0,3,0,0,0,1,10,-5.6800000000000003E-2,1.02,-0.24460000000000001,2.94,-0.20599999999999999,4.3499999999999996,-0.153,114,115,122,129,128,127,120,113,5,5,5,5,5,5,5,5]
[5,1033,122,48,44,0.86209999999999998,28152.777784000002,0,0,0,28152.777784000002,3.5845229968730366E-6,93390289.694416001,28408118.837079965,0,121798408.53149596,3.8769637557027321E-5,9.2456964334537914E-2,1,0,2,0,0,3,0,0,0,1,10,-5.6800000000000003E-2,1.02,-0.24460000000000001,2.94,-0.20599999999999999,4.3499999999999996,-0.153,115,116,123,130,129,128,121,114,5,5,5,5,5,5,5,5]
[5,1032,123,48,44,0.86209999999999998,4144.2596759999997,0,0,0,4144.2596759999997,5.2766353031345333E-7,93390289.694416001,28408118.837079965,0,121798408.53149596,3.8769637557027321E-5,1.3610226031576864E-2,1,0,2,0,0,3,0,0,0,1,10,-5.6800000000000003E-2,1.02,-0.24460000000000001,2.94,-0.20599999999999999,4.3499999999999996,-0.153,116,12,17,22,130,129,122,115,5,19,19,19,5,5,5,5]
[5,1436,124,47,43,0.83709999999999996,219034.331668,0,0,0,219034.331668,2.7888317273433496E-5,90877754.282460004,27744783.110051043,0,118622537.39251104,3.7758726376242643E-5,0.73859263672040865,1,0,2,0,0,3,0,0,0,1,10,-5.6800000000000003E-2,1.02,-0.24460000000000001,2.94,-0.20599999999999999,4.3499999999999996,-0.153,117,118,125,132,131,33,23,14,5,5,5,5,5,10,10,10]
[5,1435,125,47,43,0.83709999999999996,90593.371432,0,0,0,90593.371432,1.1534706299810318E-5,90877754.282460004,27744783.110051043,0,118622537.39251104,3.7758726376242643E-5,0.30548451727089565,1,0,2,0,0,3,0,0,0,1,10,-5.6800000000000003E-2,1.02,-0.24460000000000001,2.94,-0.20599999999999999,4.3499999999999996,-0.153,118,119,126,133,132,131,124,117,5,5,5,5,5,5,5,5]
[5,1434,126,47,43,0.83709999999999996,2166.9534840000001,0,0,0,2166.9534840000001,2.7590508674304351E-7,90877754.282460004,27744783.110051043,0,118622537.39251104,3.7758726376242643E-5,7.307054904178119E-3,1,0,2,0,0,3,0,0,0,1,10,-5.6800000000000003E-2,1.02,-0.24460000000000001,2.94,-0.20599999999999999,4.3499999999999996,-0.153,119,120,127,134,133,132,125,118,5,5,5,5,5,5,5,5]
[5,1433,127,47,43,0.83709999999999996,2531.7395320000001,0,0,0,2531.7395320000001,3.2235108891116944E-7,90877754.282460004,27744783.110051043,0,118622537.39251104,3.7758726376242643E-5,8.5371282309455506E-3,1,0,2,0,0,3,0,0,0,1,10,-5.6800000000000003E-2,1.02,-0.24460000000000001,2.94,-0.20599999999999999,4.3499999999999996,-0.153,120,121,128,135,134,133,126,119,5,5,5,5,5,5,5,5]
[5,1025,128,48,44,0.86209999999999998,2180.4256960000002,0,0,0,2180.4256960000002,2.7762042205038905E-7,93390289.694416001,28408118.837079965,0,121798408.53149596,3.8769637557027321E-5,7.1607690848806511E-3,1,0,2,0,0,3,0,0,0,1,10,-5.6800000000000003E-2,1.02,-0.24460000000000001,2.94,-0.20599999999999999,4.3499999999999996,-0.153,121,122,129,136,135,134,127,120,5,5,5,5,5,5,5,5]
[5,1024,129,48,44,0.86209999999999998,4366.0330119999999,0,0,0,4366.0330119999999,5.5590058844975709E-7,93390289.694416001,28408118.837079965,0,121798408.53149596,3.8769637557027321E-5,{"$f":"L370/Q370","v":1.4338555206559972E-2},1,0,2,0,0,3,0,0,0,1,10,-5.6800000000000003E-2,1.02,-0.24460000000000001,2.94,-0.20599999999999999,4.3499999999999996,-0.153,122,123,130,137,136,135,128,121,5,5,5,5,5,5,5,5]
[5,1023,130,48,44,0.86209999999999998,6944.4071240000003,0,0,0,6944.4071240000003,8.841893765017381E-7,93390289.694416001,28408118.837079965,0,121798408.53149596,3.8769637557027321E-5,2.2806232717578537E-2,1,0,2,0,0,3,0,0,0,1,10,-5.6800000000000003E-2,1.02,-0.24460000000000001,2.94,-0.20599999999999999,4.3499999999999996,-0.153,123,17,22,28,137,136,129,122,5,19,19,19,5,5,5,5]
[5,1356,131,55,50,0.68149999999999999,1302461.330116,0,0,0,1302461.330116,1.6583452709920503E-4,94938160.838323995,20830027.461475324,0,115768188.29979932,3.6850158841412775E-5,4.5002391390736056,0,1,2,2,0,3,0,0,0,2,10,-0.10340000000000001,1.0349999999999999,-0.42880000000000001,1.52,-7.5999999999999998E-2,4.3499999999999996,-0.153,124,125,132,139,138,43,33,23,5,5,5,5,5,10,10,10]
[5,1355,132,55,50,0.68149999999999999,178926.52022000001,0,0,0,178926.52022000001,2.2781632114595971E-5,94938160.838323995,20830027.461475324,0,115768188.29979932,3.6850158841412775E-5,0.61822344410069741,1,0,2,0,0,3,0,0,0,1,10,-5.6800000000000003E-2,1.02,-0.24460000000000001,2.94,-0.20599999999999999,4.3499999999999996,-0.153,125,126,133,140,139,138,131,124,5,5,5,5,5,5,5,5]
[5,1354,133,55,50,0.68149999999999999,12603.772488000001,0,0,0,12603.772488000001,1.6047621544566691E-6,94938160.838323995,20830027.461475324,0,115768188.29979932,3.6850158841412775E-5,4.3548310371276142E-2,1,0,2,0,0,3,0,0,0,1,10,-5.6800000000000003E-2,1.02,-0.24460000000000001,2.94,-0.20599999999999999,4.3499999999999996,-0.153,126,127,134,141,140,139,132,125,5,5,5,5,5,5,5,5]
[5,1353,134,55,50,0.68149999999999999,43252.018464000001,0,0,0,43252.018464000001,5.5070180297980211E-6,94938160.838323995,20830027.461475324,0,115768188.29979932,3.6850158841412775E-5,0.14944353573882427,1,0,2,0,0,3,0,0,0,1,10,-5.6800000000000003E-2,1.02,-0.24460000000000001,2.94,-0.20599999999999999,4.3499999999999996,-0.153,127,128,135,142,141,140,133,126,5,5,5,5,5,5,5,5]
[5,1009,135,56,51,0.62549999999999994,7986.9490679999999,0,0,0,7986.9490679999999,1.0169299395163253E-6,96067765.397888005,25904157.320040122,0,121971922.71792813,3.8824868837961815E-5,2.6192746297754421E-2,1,0,2,0,0,3,0,0,0,1,10,-5.6800000000000003E-2,1.02,-0.24460000000000001,2.94,-0.20599999999999999,4.3499999999999996,-0.153,128,129,136,143,142,141,134,127,5,5,5,5,5,5,5,5]
[5,1008,136,56,51,0.62549999999999994,8503.0384200000008,0,0,0,8503.0384200000008,1.0826404766746398E-6,96067765.397888005,25904157.320040122,0,121971922.71792813,3.8824868837961815E-5,2.7885232045293244E-2,1,0,2,0,0,3,0,0,0,1,10,-5.6800000000000003E-2,1.02,-0.24460000000000001,2.94,-0.20599999999999999,4.3499999999999996,-0.153,129,130,137,144,143,142,135,128,5,5,5,5,5,5,5,5]
[5,1007,137,56,51,0.62549999999999994,81904.831015999996,0,0,0,81904.831015999996,1.0428446975442228E-5,96067765.397888005,25904157.320040122,0,121971922.71792813,3.8824868837961815E-5,0.26860224612647243,1,0,2,0,0,3,0,0,0,1,10,-5.6800000000000003E-2,1.02,-0.24460000000000001,2.94,-0.20599999999999999,4.3499999999999996,-0.153,130,22,28,145,144,143,136,129,5,19,19,5,5,5,5,5]
[5,1347,138,55,50,0.68149999999999999,1428448.2751200001,0,0,0,1428448.2751200001,1.8187568314915174E-4,94938160.838323995,20830027.461475324,0,115768188.29979932,3.6850158841412775E-5,4.9355467891432001,0,1,2,2,0,3,0,0,0,2,10,-0.10340000000000001,1.0349999999999999,-0.42880000000000001,1.52,-7.5999999999999998E-2,4.3499999999999996,-0.153,131,132,139,147,146,55,43,33,5,5,5,5,5,10,10,10]
[5,1346,139,55,50,0.68149999999999999,261967.16234000001,0,0,0,261967.16234000001,3.3354695051334412E-5,94938160.838323995,20830027.461475324,0,115768188.29979932,3.6850158841412775E-5,0.9051438609770629,1,0,2,0,0,3,0,0,0,1,10,-5.6800000000000003E-2,1.02,-0.24460000000000001,2.94,-0.20599999999999999,4.3499999999999996,-0.153,132,133,140,148,147,146,138,131,5,5,5,5,5,5,5,5]
[5,1345,140,55,50,0.68149999999999999,56372.916627999999,0,0,0,56372.916627999999,7.1776226702828006E-6,94938160.838323995,20830027.461475324,0,115768188.29979932,3.6850158841412775E-5,0.19477860872112382,1,0,2,0,0,3,0,0,0,1,10,-5.6800000000000003E-2,1.02,-0.24460000000000001,2.94,-0.20599999999999999,4.3499999999999996,-0.153,133,134,141,149,148,147,139,132,5,5,5,5,5,5,5,5]
[5,1344,141,55,50,0.68149999999999999,46698.832088000003,0,0,0,46698.832088000003,5.9458799707388932E-6,94938160.838323995,20830027.461475324,0,115768188.29979932,3.6850158841412775E-5,0.16135289935458355,1,0,2,0,0,3,0,0,0,1,10,-5.6800000000000003E-2,1.02,-0.24460000000000001,2.94,-0.20599999999999999,4.3499999999999996,-0.153,134,135,142,150,149,148,140,133,5,5,5,5,5,5,5,5]
[5,1000,142,56,51,0.62549999999999994,54816.357980000001,0,0,0,54816.357980000001,6.9794354678494907E-6,96067765.397888005,25904157.320040122,0,121971922.71792813,3.8824868837961815E-5,0.1797671357752329,1,0,2,0,0,3,0,0,0,1,10,-5.6800000000000003E-2,1.02,-0.24460000000000001,2.94,-0.20599999999999999,4.3499999999999996,-0.153,135,136,143,151,150,149,141,134,5,5,5,5,5,5,5,5]
[5,999,143,56,51,0.62549999999999994,24582.641604,0,0,0,24582.641604,3.1299591404264634E-6,96067765.397888005,25904157.320040122,0,121971922.71792813,3.8824868837961815E-5,8.061737834812932E-2,1,0,2,0,0,3,0,0,0,1,10,-5.6800000000000003E-2,1.02,-0.24460000000000001,2.94,-0.20599999999999999,4.3499999999999996,-0.153,136,137,144,152,151,150,142,135,5,5,5,5,5,5,5,5]
[5,998,144,56,51,0.62549999999999994,843086.88166399999,0,0,0,843086.88166399999,1.0734515573820594E-4,96067765.397888005,25904157.320040122,0,121971922.71792813,3.8824868837961815E-5,2.7648555925898455,0,1,2,2,0,3,0,0,0,2,10,-0.10340000000000001,1.0349999999999999,-0.42880000000000001,1.52,-7.5999999999999998E-2,4.3499999999999996,-0.153,137,28,145,153,152,151,143,136,5,19,5,5,5,5,5,5]
[5,997,145,56,51,0.62549999999999994,1394470.3201320001,0,0,0,1394470.3201320001,1.7754947555515644E-4,96067765.397888005,25904157.320040122,0,121971922.71792813,3.8824868837961815E-5,4.5730862941526231,0,1,2,2,0,3,0,0,0,2,10,-0.10340000000000001,1.0349999999999999,-0.42880000000000001,1.52,-7.5999999999999998E-2,4.3499999999999996,-0.153,28,29,35,154,153,152,144,137,19,19,19,5,5,5,5,5]
[5,1326,146,55,50,0.68149999999999999,1367574.6033600001,0,0,0,1367574.6033600001,1.7412500653734574E-4,94938160.838323995,20830027.461475324,0,115768188.29979932,3.6850158841412775E-5,4.7252172585389616,0,1,2,2,0,3,0,0,0,2,10,-0.10340000000000001,1.0349999999999999,-0.42880000000000001,1.52,-7.5999999999999998E-2,4.3499999999999996,-0.153,138,139,147,156,155,66,55,43,5,5,5,5,5,10,10,10]
[5,1325,147,55,50,0.68149999999999999,169204.764776,0,0,0,169204.764776,2.1543819767041453E-5,94938160.838323995,20830027.461475324,0,115768188.29979932,3.6850158841412775E-5,0.58463302315077614,1,0,2,0,0,3,0,0,0,1,10,-5.6800000000000003E-2,1.02,-0.24460000000000001,2.94,-0.20599999999999999,4.3499999999999996,-0.153,139,140,148,157,156,155,146,138,5,5,5,5,5,5,5,5]
[5,1324,148,55,50,0.68149999999999999,49193.263956000003,0,0,0,49193.263956000003,6.2634809003374139E-6,94938160.838323995,20830027.461475324,0,115768188.29979932,3.6850158841412775E-5,0.16997161198931979,{"$f":"IF(R389<=2,1,0)","v":1},{"$f":"IF(R389>2,1,0)","v":0},{"$f":"IF(R389<=6,2,0)","v":2},0,{"$f":"IF(R389>6,1,0)","v":0},{"$f":"IF(R389<=10,3,0)","v":3},0,{"$f":"IF(R389>10,4,0)","v":0},0,1,10,-5.6800000000000003E-2,1.02,-0.24460000000000001,2.94,-0.20599999999999999,4.3499999999999996,-0.153,140,141,149,158,157,156,147,139,5,5,5,5,5,5,5,5]
[5,1323,149,55,50,0.68149999999999999,47207.667172000001,0,0,0,47207.667172000001,6.0106668658086372E-6,94938160.838323995,20830027.461475324,0,{"$f":"SUM(M390:O390)","v":115768188.29979932},{"$f":"P390/(PI()*1000000^2)","v":3.6850158841412775E-5},0.16311101647284509,1,0,2,{"$f":"T390*U390","v":0},0,3,{"$f":"W390*X390","v":0},0,{"$f":"IF(Z390=4,AB390,0)","v":0},1,10,-5.6800000000000003E-2,1.02,-0.24460000000000001,2.94,-0.20599999999999999,4.3499999999999996,-0.153,141,142,150,159,158,157,148,140,5,5,5,5,5,5,5,5]
[5,991,150,56,51,0.62549999999999994,56742.884296000004,0,0,0,{"$f":"SUM(G391:J391)","v":56742.884296000004},7.2247284167999059E-6,96067765.397888005,25904157.320040122,0,121971922.71792813,3.8824868837961815E-5,0.18608506951955955,1,0,2,0,0,3,0,0,0,1,10,-5.6800000000000003E-2,1.02,-0.24460000000000001,2.94,-0.20599999999999999,4.3499999999999996,-0.153,142,143,151,160,159,158,149,141,5,5,5,5,5,5,5,5]
[5,990,151,56,51,0.62549999999999994,26446.98848,0,0,0,26446.98848,3.3673351571891296E-6,96067765.397888005,25904157.320040122,0,121971922.71792813,3.8824868837961815E-5,8.6731398146969355E-2,1,0,2,0,0,3,0,0,0,1,10,-5.6800000000000003E-2,1.02,-0.24460000000000001,2.94,-0.20599999999999999,4.3499999999999996,-0.153,143,144,152,161,160,159,150,142,5,5,5,5,5,5,5,5]
[5,989,152,56,51,0.62549999999999994,848379.388332,0,0,0,848379.388332,1.0801901861625315E-4,96067765.397888005,25904157.320040122,0,121971922.71792813,3.8824868837961815E-5,2.7822120679165137,0,1,2,2,0,3,0,0,0,2,10,-0.10340000000000001,1.0349999999999999,-0.42880000000000001,1.52,-7.5999999999999998E-2,4.3499999999999996,-0.153,144,145,153,162,161,160,151,143,5,5,5,5,5,5,5,5]
[5,988,153,56,51,0.62549999999999994,1133693.8940680001,0,0,0,1133693.8940680001,1.4434638975521744E-4,96067765.397888005,25904157.320040122,0,121971922.71792813,3.8824868837961815E-5,3.7178848010448342,0,1,2,2,0,3,0,0,0,2,10,-0.10340000000000001,1.0349999999999999,-0.42880000000000001,1.52,-7.5999999999999998E-2,4.3499999999999996,-0.153,145,35,154,46,162,161,152,144,5,19,5,19,5,5,5,5]
[5,987,154,56,51,0.62549999999999994,3184785.3185439999,0,0,0,3184785.3185439999,{"$f":"K395/(PI()*50000^2)","v":4.0549946090621931E-4},96067765.397888005,25904157.320040122,0,121971922.71792813,3.8824868837961815E-5,10.444322750930555,0,1,0,0,1,0,0,4,6,6,15,-0.10340000000000001,1.0349999999999999,-0.42880000000000001,1.5,-7.3999999999999996E-2,3.93,-0.14099999999999999,35,36,41,47,46,162,153,145,19,19,19,19,19,5,5,5]
[5,1317,155,55,50,0.68149999999999999,121903.828444,0,0,0,121903.828444,1.5521277502951193E-5,94938160.838323995,20830027.461475324,0,115768188.29979932,3.6850158841412775E-5,0.42119974488435968,1,0,2,0,0,3,0,0,0,1,10,-5.6800000000000003E-2,1.02,-0.24460000000000001,2.94,-0.20599999999999999,4.3499999999999996,-0.153,146,147,156,163,78,77,66,55,5,5,5,5,10,10,10,10]
[5,1316,156,55,50,0.68149999999999999,22304.801452,0,0,0,22304.801452,2.8399355246152676E-6,94938160.838323995,20830027.461475324,0,115768188.29979932,3.6850158841412775E-5,7.7067117589292564E-2,1,0,2,0,0,3,0,0,0,1,10,-5.6800000000000003E-2,1.02,-0.24460000000000001,2.94,-0.20599999999999999,4.3499999999999996,-0.153,147,148,157,1,163,78,155,146,5,5,5,32,5,10,5,5]
[5,1315,157,55,50,0.68149999999999999,44243.780532000004,0,0,0,44243.780532000004,5.6332930981926145E-6,94938160.838323995,20830027.461475324,0,115768188.29979932,3.6850158841412775E-5,0.1528702528104664,1,0,2,0,0,3,0,0,0,1,10,-5.6800000000000003E-2,1.02,-0.24460000000000001,2.94,-0.20599999999999999,4.3499999999999996,-0.153,148,149,158,2,1,163,156,147,5,5,5,32,32,5,5,5]
[5,1314,158,55,50,0.68149999999999999,44310.105267999999,0,0,0,44310.105267999999,5.6417378258595453E-6,94938160.838323995,20830027.461475324,0,115768188.29979932,3.6850158841412775E-5,0.15309941675256156,1,0,2,0,0,3,0,0,0,1,10,-5.6800000000000003E-2,1.02,-0.24460000000000001,2.94,-0.20599999999999999,4.3499999999999996,-0.153,149,150,159,3,2,1,157,148,5,5,5,32,32,32,5,5]
[5,982,159,56,51,0.62549999999999994,53261.871980000004,0,0,0,53261.871980000004,6.7815121631557731E-6,96067765.397888005,25904157.320040122,0,121971922.71792813,3.8824868837961815E-5,0.17466928713806781,1,0,2,0,0,3,0,0,0,1,10,-5.6800000000000003E-2,1.02,-0.24460000000000001,2.94,-0.20599999999999999,4.3499999999999996,-0.153,150,151,160,164,3,2,158,149,5,5,5,5,32,32,5,5]
[5,981,160,56,51,0.62549999999999994,28512.382212,0,0,0,28512.382212,3.6303092546921836E-6,96067765.397888005,25904157.320040122,0,121971922.71792813,3.8824868837961815E-5,9.3504739702882755E-2,1,0,2,0,0,3,0,0,0,1,10,-5.6800000000000003E-2,1.02,-0.24460000000000001,2.94,-0.20599999999999999,4.3499999999999996,-0.153,151,152,161,165,164,3,159,150,5,5,5,5,5,32,5,5]
[5,980,161,56,51,0.62549999999999994,778099.003624,0,0,0,778099.003624,9.907064211331056E-5,96067765.397888005,25904157.320040122,0,121971922.71792813,3.8824868837961815E-5,{"$f":"L402/Q402","v":2.5517315338987623},0,1,2,2,0,3,0,0,0,2,10,-0.10340000000000001,1.0349999999999999,-0.42880000000000001,1.52,-7.5999999999999998E-2,4.3499999999999996,-0.153,152,153,162,166,165,164,160,151,5,5,5,5,5,5,5,5]
[5,979,162,56,51,0.62549999999999994,854590.078064,0,0,0,854590.078064,1.0880978819293946E-4,96067765.397888005,25904157.320040122,0,121971922.71792813,3.8824868837961815E-5,2.8025796725048675,0,1,2,2,0,3,0,0,0,2,10,-0.10340000000000001,1.0349999999999999,-0.42880000000000001,1.52,-7.5999999999999998E-2,4.3499999999999996,-0.153,153,154,46,51,166,165,161,152,5,5,19,19,5,5,5,5]
[5,1307,163,63,58,0.51319999999999999,13997.628268,0,0,0,13997.628268,1.7822333843320365E-6,96317281.127368003,16261494.510119762,0,112578775.63748777,3.5834937259879242E-5,4.9734519455331187E-2,1,0,2,0,0,3,0,0,0,1,10,-5.6800000000000003E-2,1.02,-0.24460000000000001,2.94,-0.20599999999999999,4.3499999999999996,-0.153,156,157,1,4,90,89,78,155,5,5,32,32,10,10,10,5]
[5,972,164,64,59,0.81589999999999996,27152.725124000001,0,0,0,27152.725124000001,3.4571923375200776E-6,99266141.069368005,22116315.893261041,0,121382456.96262905,3.8637236060483325E-5,8.9478251811494366E-2,1,0,2,0,0,3,0,0,0,1,10,-5.6800000000000003E-2,1.02,-0.24460000000000001,2.94,-0.20599999999999999,4.3499999999999996,-0.153,160,161,165,8,7,6,3,159,5,5,5,32,32,32,32,5]
[5,971,165,64,59,0.81589999999999996,33359.269560000001,0,0,0,33359.269560000001,4.2474341187271978E-6,99266141.069368005,22116315.893261041,0,121382456.96262905,3.8637236060483325E-5,0.1099311066681426,1,0,2,0,0,3,0,0,0,1,10,-5.6800000000000003E-2,1.02,-0.24460000000000001,2.94,-0.20599999999999999,4.3499999999999996,-0.153,161,162,166,167,8,7,164,160,5,5,5,5,32,32,5,5]
[5,970,166,64,59,0.81589999999999996,31145.681496000001,0,0,0,31145.681496000001,3.9655913328433425E-6,99266141.069368005,22116315.893261041,0,121382456.96262905,3.8637236060483325E-5,0.10263651692464608,1,0,2,0,0,3,0,0,0,1,10,-5.6800000000000003E-2,1.02,-0.24460000000000001,2.94,-0.20599999999999999,4.3499999999999996,-0.153,162,46,51,55,167,8,165,161,5,19,19,19,5,32,5,5]
[5,961,167,64,59,0.81589999999999996,16612.273720000001,0,0,0,16612.273720000001,2.1151403828268711E-6,99266141.069368005,22116315.893261041,0,121382456.96262905,3.8637236060483325E-5,5.4743573777270134E-2,1,0,2,0,0,3,0,0,0,1,10,-5.6800000000000003E-2,1.02,-0.24460000000000001,2.94,-0.20599999999999999,4.3499999999999996,-0.153,166,51,55,58,1,15,8,165,5,19,19,19,24,32,32,5]
[6,"COLIMA",null,null,0,null,null,null,null,null,null,null,null,null,null,null,null,null,null,null,null,null,null,null,null,null,null,0]
[6,1711,1,97,89,0.31719999999999998,462317.60861200001,0,0,0,{"$f":"SUM(G410:J410)","v":462317.60861200001},5.8864106151219207E-5,96175777.303112,1580744.0178644401,0,97756521.320976436,3.1116867175403315E-5,{"$f":"L410/Q410","v":1.8917105574737618},1,0,2,0,0,3,0,0,0,1,10,-5.6800000000000003E-2,1.02,-0.24460000000000001,2.94,-0.20599999999999999,4.3499999999999996,-0.153,72,73,79,5,4,3,78,71,15,15,15,6,6,6,15,15]
[6,1704,2,96,88,0.33579999999999999,245430.54027200001,0,0,0,245430.54027200001,3.1249186936002632E-5,94756188.561867997,109504.13803956001,0,94865692.699907556,3.0196687846054038E-5,1.0348547859061348,1,0,2,0,0,3,0,0,0,1,10,-5.6800000000000003E-2,1.02,-0.24460000000000001,2.94,-0.20599999999999999,4.3499999999999996,-0.153,77,78,3,0,0,0,0,76,15,15,6,0,0,0,0,15]
[6,1703,3,96,88,0.33579999999999999,656354.76907599997,0,0,0,656354.76907599997,8.3569684736307909E-5,94756188.561867997,109504.13803956001,0,94865692.699907556,3.0196687846054038E-5,2.7675116278432639,0,1,2,2,0,3,0,0,0,2,10,-0.10340000000000001,1.0349999999999999,-0.42880000000000001,1.52,-7.5999999999999998E-2,4.3499999999999996,-0.153,78,1,4,6,0,0,2,77,15,6,6,6,0,0,6,15]
[6,1702,4,97,89,0.31719999999999998,561080.32213600003,0,0,0,561080.32213600003,7.1438965391629921E-5,96175777.303112,1580744.0178644401,0,97756521.320976436,3.1116867175403315E-5,2.295827693351459,0,1,2,2,0,3,0,0,0,2,10,-0.10340000000000001,1.0349999999999999,-0.42880000000000001,1.52,-7.5999999999999998E-2,4.3499999999999996,-0.153,1,79,5,38,6,0,3,78,6,15,6,16,6,0,6,15]
[6,1701,5,97,89,0.31719999999999998,555505.93533999997,0,0,0,555505.93533999997,7.0729212420998238E-5,96175777.303112,1580744.0178644401,0,97756521.320976436,3.1116867175403315E-5,2.273018425097336,0,1,2,2,0,3,0,0,0,2,10,-0.10340000000000001,1.0349999999999999,-0.42880000000000001,1.52,-7.5999999999999998E-2,4.3499999999999996,-0.153,79,80,83,39,38,6,4,1,15,15,15,16,16,6,6,6]
[6,1695,6,104,96,0.25769999999999998,502666.88355199998,0,0,0,502666.88355199998,6.4001535396719159E-5,95403390.517376006,1222353.4900777203,0,96625744.007453725,3.0756929577436688E-5,2.0808818134977538,0,1,2,2,0,3,0,0,0,2,10,-0.10340000000000001,1.0349999999999999,-0.42880000000000001,1.52,-7.5999999999999998E-2,4.3499999999999996,-0.153,4,5,38,47,0,0,0,3,6,6,16,16,0,0,0,6]
[7,"CHIAPAS",null,null,0,null,null,null,null,null,null,null,null,null,null,null,null,null,null,null,null,null,null,null,null,null,null,0]
[7,172,1,117,109,0.48499999999999999,1658028.239812,0,0,0,{"$f":"SUM(G417:J417)","v":1658028.239812},2.1110671212162742E-4,79472099.806311995,0,35775091.974585369,115247191.78089736,3.6684320498778941E-5,{"$f":"L417/Q417","v":5.7546850875608895},0,1,2,2,0,3,0,0,0,2,10,-0.10340000000000001,1.0349999999999999,-0.42880000000000001,1.52,-7.5999999999999998E-2,4.3499999999999996,-0.153,9,10,16,23,3,22,15,8,27,27,27,27,7,27,27,27]
[7,329,2,118,110,0.6583,185796.31201600001,0,0,0,185796.31201600001,2.3656321172472412E-5,65830022.903148003,0,37706872.27767837,103536895.18082637,3.2956817320831905E-5,0.71779750278007948,1,0,2,0,0,3,0,0,0,1,10,-5.6800000000000003E-2,1.02,-0.24460000000000001,2.94,-0.20599999999999999,4.3499999999999996,-0.153,52,13,20,25,5,4,18,12,4,27,27,27,7,7,27,27]
[7,163,3,117,109,0.48499999999999999,1173709.4726800001,0,0,0,1173709.4726800001,1.4944133146464314E-4,79472099.806311995,0,35775091.974585369,115247191.78089736,3.6684320498778941E-5,4.0737113140644752,0,1,2,2,0,3,0,0,0,2,10,-0.10340000000000001,1.0349999999999999,-0.42880000000000001,1.52,-7.5999999999999998E-2,4.3499999999999996,-0.153,1,16,23,8,7,6,22,15,7,27,27,7,7,7,27,27]
[7,321,4,117,109,0.48499999999999999,435583.55838400003,0,0,0,435583.55838400003,5.5460221157096638E-5,79472099.806311995,0,35775091.974585369,115247191.78089736,3.6684320498778941E-5,1.5118235911972981,1,0,2,0,0,3,0,0,0,1,10,-5.6800000000000003E-2,1.02,-0.24460000000000001,2.94,-0.20599999999999999,4.3499999999999996,-0.153,18,2,5,11,10,9,24,17,27,7,7,7,7,7,27,27]
[7,320,5,118,110,0.6583,288189.26851199998,0,0,0,288189.26851199998,3.6693397303777845E-5,65830022.903148003,0,37706872.27767837,103536895.18082637,3.2956817320831905E-5,1.1133780591302442,1,0,2,0,0,3,0,0,0,1,10,-5.6800000000000003E-2,1.02,-0.24460000000000001,2.94,-0.20599999999999999,4.3499999999999996,-0.153,2,20,25,12,11,10,4,18,7,27,27,7,7,7,7,27]
[7,155,6,117,109,0.48499999999999999,262782.74932800001,0,0,0,262782.74932800001,3.3458538811863715E-5,79472099.806311995,0,35775091.974585369,115247191.78089736,3.6684320498778941E-5,0.91206647300383825,1,0,2,0,0,3,0,0,0,1,10,-5.6800000000000003E-2,1.02,-0.24460000000000001,2.94,-0.20599999999999999,4.3499999999999996,-0.153,22,3,7,15,14,13,81,77,27,7,7,7,7,7,30,30]
[7,154,7,117,109,0.48499999999999999,463149.77678399999,0,0,0,463149.77678399999,5.8970061093665242E-5,79472099.806311995,0,35775091.974585369,115247191.78089736,3.6684320498778941E-5,1.6075004332062821,1,0,2,0,0,3,0,0,0,1,10,-5.6800000000000003E-2,1.02,-0.24460000000000001,2.94,-0.20599999999999999,4.3499999999999996,-0.153,3,23,8,16,15,14,6,22,7,27,7,7,7,7,7,27]
[7,316,8,117,109,0.48499999999999999,657831.530776,0,0,0,657831.530776,8.3757711875766944E-5,79472099.806311995,0,35775091.974585369,115247191.78089736,3.6684320498778941E-5,2.2832019439628128,0,1,2,2,0,3,0,0,0,2,10,-0.10340000000000001,1.0349999999999999,-0.42880000000000001,1.52,-7.5999999999999998E-2,4.3499999999999996,-0.153,23,24,9,17,16,15,7,3,27,27,7,7,7,7,7,7]
[7,315,9,117,109,0.48499999999999999,653759.81377999997,0,0,0,653759.81377999997,8.3239284766339192E-5,79472099.806311995,0,35775091.974585369,115247191.78089736,3.6684320498778941E-5,2.2690698269608092,0,1,2,2,0,3,0,0,0,2,10,-0.10340000000000001,1.0349999999999999,-0.42880000000000001,1.52,-7.5999999999999998E-2,4.3499999999999996,-0.153,24,4,10,18,17,16,8,23,27,7,7,7,7,7,7,27]
[7,314,10,117,109,0.48499999999999999,501572.52540799999,0,0,0,501572.52540799999,6.3862197390214775E-5,79472099.806311995,0,35775091.974585369,115247191.78089736,3.6684320498778941E-5,1.740858124722263,1,0,2,0,0,3,0,0,0,1,10,-5.6800000000000003E-2,1.02,-0.24460000000000001,2.94,-0.20599999999999999,4.3499999999999996,-0.153,4,5,11,19,18,17,9,24,7,7,7,7,7,7,7,27]
[7,313,11,118,110,0.6583,343902.04675199999,0,0,0,343902.04675199999,4.3786968544000715E-5,65830022.903148003,0,37706872.27767837,103536895.18082637,3.2956817320831905E-5,1.3286164169840242,1,0,2,0,0,3,0,0,0,1,10,-5.6800000000000003E-2,1.02,-0.24460000000000001,2.94,-0.20599999999999999,4.3499999999999996,-0.153,5,25,12,20,19,18,10,4,7,7,7,7,7,7,7,7]
[7,312,12,118,110,0.6583,215149.15299200002,0,0,0,215149.15299200002,2.7393640960568997E-5,65830022.903148003,0,37706872.27767837,103536895.18082637,3.2956817320831905E-5,0.83119800962253598,1,0,2,0,0,3,0,0,0,1,10,-5.6800000000000003E-2,1.02,-0.24460000000000001,2.94,-0.20599999999999999,4.3499999999999996,-0.153,25,26,27,0,20,19,11,5,27,27,27,0,7,7,7,7]
[7,147,13,117,109,0.48499999999999999,144311.22597200001,0,0,0,144311.22597200001,1.8374275965676249E-5,79472099.806311995,0,35775091.974585369,115247191.78089736,3.6684320498778941E-5,0.50087546166455088,1,0,2,0,0,3,0,0,0,1,10,-5.6800000000000003E-2,1.02,-0.24460000000000001,2.94,-0.20599999999999999,4.3499999999999996,-0.153,81,6,14,22,21,58,46,80,30,7,7,7,7,20,20,30]
[7,146,14,117,109,0.48499999999999999,323320.65211199998,0,0,0,323320.65211199998,4.116646398985588E-5,79472099.806311995,0,35775091.974585369,115247191.78089736,3.6684320498778941E-5,1.1221814505525904,1,0,2,0,0,3,0,0,0,1,10,-5.6800000000000003E-2,1.02,-0.24460000000000001,2.94,-0.20599999999999999,4.3499999999999996,-0.153,6,7,15,23,22,21,13,81,7,7,7,7,7,7,7,30]
[7,145,15,117,109,0.48499999999999999,1205128.7437120001,0,0,0,1205128.7437120001,1.5344175729911256E-4,79472099.806311995,0,35775091.974585369,115247191.78089736,3.6684320498778941E-5,4.1827613327121584,0,1,2,2,0,3,0,0,0,2,10,-0.10340000000000001,1.0349999999999999,-0.42880000000000001,1.52,-7.5999999999999998E-2,4.3499999999999996,-0.153,7,8,16,24,23,22,14,6,7,7,7,7,7,7,7,7]
[7,309,16,117,109,0.48499999999999999,1051984.9282879999,0,0,0,1051984.9282879999,1.3394288111616659E-4,79472099.806311995,0,35775091.974585369,115247191.78089736,3.6684320498778941E-5,3.6512297159933751,0,1,2,2,0,3,0,0,0,2,10,-0.10340000000000001,1.0349999999999999,-0.42880000000000001,1.52,-7.5999999999999998E-2,4.3499999999999996,-0.153,8,9,17,25,24,23,15,7,7,7,7,7,7,7,7,7]
[7,308,17,117,109,0.48499999999999999,1084157.606868,0,0,0,1084157.606868,1.3803923377897758E-4,79472099.806311995,0,35775091.974585369,115247191.78089736,3.6684320498778941E-5,3.762894661864387,0,1,2,2,0,3,0,0,0,2,10,-0.10340000000000001,1.0349999999999999,-0.42880000000000001,1.52,-7.5999999999999998E-2,4.3499999999999996,-0.153,9,10,18,26,25,24,16,8,7,7,7,7,7,7,7,7]
[7,307,18,117,109,0.48499999999999999,700794.41484400001,0,0,0,700794.41484400001,8.9227916170891937E-5,79472099.806311995,0,35775091.974585369,115247191.78089736,3.6684320498778941E-5,2.4323175394201981,0,1,2,2,0,3,0,0,0,2,10,-0.10340000000000001,1.0349999999999999,-0.42880000000000001,1.52,-7.5999999999999998E-2,4.3499999999999996,-0.153,10,11,19,27,26,25,17,9,7,7,7,7,7,7,7,7]
[7,306,19,118,110,0.6583,401355.84931200003,0,0,0,401355.84931200003,5.1102213885480554E-5,65830022.903148003,0,37706872.27767837,103536895.18082637,3.2956817320831905E-5,1.550580973520735,1,0,2,0,0,3,0,0,0,1,10,-5.6800000000000003E-2,1.02,-0.24460000000000001,2.94,-0.20599999999999999,4.3499999999999996,-0.153,11,12,20,28,27,26,18,10,7,7,7,7,7,7,7,7]
[7,305,20,118,110,0.6583,206818.144356,0,0,0,206818.144356,2.6332903996280462E-5,65830022.903148003,0,37706872.27767837,103536895.18082637,3.2956817320831905E-5,0.79901234818677447,1,0,2,0,0,3,0,0,0,1,10,-5.6800000000000003E-2,1.02,-0.24460000000000001,2.94,-0.20599999999999999,4.3499999999999996,-0.153,12,27,0,29,28,27,19,11,7,27,0,7,7,7,7,7]
[7,362,21,123,114,0.26079999999999998,165275.024168,0,0,0,165275.024168,2.1043469652775734E-5,74708172.267159998,0,35499365.594645366,110207537.86180536,3.5080148833387071E-5,0.59986831164033971,1,0,2,0,0,3,0,0,0,1,10,-5.6800000000000003E-2,1.02,-0.24460000000000001,2.94,-0.20599999999999999,4.3499999999999996,-0.153,13,14,22,31,30,71,58,46,7,7,7,7,7,20,20,20]
[7,361,22,123,114,0.26079999999999998,929915.28800399997,0,0,0,929915.28800399997,1.1840049179404808E-4,74708172.267159998,0,35499365.594645366,110207537.86180536,3.5080148833387071E-5,3.3751422309064427,0,1,2,2,0,3,0,0,0,2,10,-0.10340000000000001,1.0349999999999999,-0.42880000000000001,1.52,-7.5999999999999998E-2,4.3499999999999996,-0.153,14,15,23,32,31,30,21,13,7,7,7,7,7,7,7,7]
[7,360,23,123,114,0.26079999999999998,1185558.8012960001,0,0,0,1185558.8012960001,1.5095003484188844E-4,74708172.267159998,0,35499365.594645366,110207537.86180536,3.5080148833387071E-5,4.3030044016866809,0,1,2,2,0,3,0,0,0,2,10,-0.10340000000000001,1.0349999999999999,-0.42880000000000001,1.52,-7.5999999999999998E-2,4.3499999999999996,-0.153,15,16,24,33,32,31,22,14,7,7,7,7,7,7,7,7]
[7,303,24,123,114,0.26079999999999998,1611009.1836079999,0,0,0,1611009.1836079999,2.051200599501216E-4,74708172.267159998,0,35499365.594645366,110207537.86180536,3.5080148833387071E-5,5.8471832866028572,0,1,2,2,0,3,0,0,0,2,10,-0.10340000000000001,1.0349999999999999,-0.42880000000000001,1.52,-7.5999999999999998E-2,4.3499999999999996,-0.153,16,17,25,34,33,32,23,15,7,7,7,7,7,7,7,7]
[7,302,25,123,114,0.26079999999999998,1099095.1810040001,0,0,0,1099095.1810040001,1.3994114478821444E-4,74708172.267159998,0,35499365.594645366,110207537.86180536,3.5080148833387071E-5,3.9891833256712781,0,1,2,2,0,3,0,0,0,2,10,-0.10340000000000001,1.0349999999999999,-0.42880000000000001,1.52,-7.5999999999999998E-2,4.3499999999999996,-0.153,17,18,26,35,34,33,24,16,7,7,7,7,7,7,7,7]
[7,301,26,123,114,0.26079999999999998,677003.52477600006,0,0,0,677003.52477600006,8.6198765966989479E-5,74708172.267159998,0,35499365.594645366,110207537.86180536,3.5080148833387071E-5,2.4571949901464194,0,1,2,2,0,3,0,0,0,2,10,-0.10340000000000001,1.0349999999999999,-0.42880000000000001,1.52,-7.5999999999999998E-2,4.3499999999999996,-0.153,18,19,27,36,35,34,25,17,7,7,7,7,7,7,7,7]
[7,300,27,124,115,0.43269999999999997,333135.67671600002,0,0,0,{"$f":"SUM(G443:J443)","v":333135.67671600002},4.241615173569202E-5,58874714.686992005,0,40341085.106773369,99215799.793765366,3.1581369939987221E-5,1.343075104604192,1,0,2,0,0,3,0,0,0,1,10,-5.6800000000000003E-2,1.02,-0.24460000000000001,2.94,-0.20599999999999999,4.3499999999999996,-0.153,19,20,28,37,36,35,26,18,7,7,7,7,7,7,7,7]
[7,299,28,124,115,0.43269999999999997,154570.833572,0,0,0,154570.833572,1.968056977665479E-5,58874714.686992005,0,40341085.106773369,99215799.793765366,3.1581369939987221E-5,0.6231702365683619,1,0,2,0,0,3,0,0,0,1,10,-5.6800000000000003E-2,1.02,-0.24460000000000001,2.94,-0.20599999999999999,4.3499999999999996,-0.153,20,0,29,38,37,36,27,19,7,0,7,7,7,7,7,7]
[7,298,29,124,115,0.43269999999999997,77136.704291999995,0,0,0,77136.704291999995,9.8213502255116959E-6,58874714.686992005,0,40341085.106773369,99215799.793765366,3.1581369939987221E-5,0.31098556662281607,1,0,2,0,0,3,0,0,0,1,10,-5.6800000000000003E-2,1.02,-0.24460000000000001,2.94,-0.20599999999999999,4.3499999999999996,-0.153,0,0,0,39,38,37,28,20,0,0,0,7,7,7,7,7]
[7,353,30,123,114,0.26079999999999998,189821.394432,0,0,0,189821.394432,2.4168810582759344E-5,74708172.267159998,0,35499365.594645366,110207537.86180536,3.5080148833387071E-5,0.68895975035764379,1,0,2,0,0,3,0,0,0,1,10,-5.6800000000000003E-2,1.02,-0.24460000000000001,2.94,-0.20599999999999999,4.3499999999999996,-0.153,21,22,31,41,40,84,71,58,7,7,7,7,7,20,20,20]
[7,352,31,123,114,0.26079999999999998,925003.11224400008,0,0,0,925003.11224400008,1.1777505415121593E-4,74708172.267159998,0,35499365.594645366,110207537.86180536,3.5080148833387071E-5,3.3573134113708512,0,1,2,2,0,3,0,0,0,2,10,-0.10340000000000001,1.0349999999999999,-0.42880000000000001,1.52,-7.5999999999999998E-2,4.3499999999999996,-0.153,22,23,32,42,41,40,30,21,7,7,7,7,7,7,7,7]
[7,351,32,123,114,0.26079999999999998,1116587.2938000001,0,0,0,1116587.2938000001,1.4216830976149794E-4,74708172.267159998,0,35499365.594645366,110207537.86180536,3.5080148833387071E-5,4.0526712254479129,0,1,2,2,0,3,0,0,0,2,10,-0.10340000000000001,1.0349999999999999,-0.42880000000000001,1.52,-7.5999999999999998E-2,4.3499999999999996,-0.153,23,24,33,43,42,41,31,22,7,7,7,7,7,7,7,7]
[7,296,33,123,114,0.26079999999999998,1419280.9530160001,0,0,0,1419280.9530160001,1.8070846344693799E-4,74708172.267159998,0,35499365.594645366,110207537.86180536,3.5080148833387071E-5,{"$f":"L449/Q449","v":5.1513026442735921},0,1,2,2,0,3,0,0,0,2,10,-0.10340000000000001,1.0349999999999999,-0.42880000000000001,1.52,-7.5999999999999998E-2,4.3499999999999996,-0.153,24,25,34,44,43,42,32,23,7,7,7,7,7,7,7,7]
[7,295,34,123,114,0.26079999999999998,859111.55967600003,0,0,0,859111.55967600003,1.0938548111185859E-4,74708172.267159998,0,35499365.594645366,110207537.86180536,3.5080148833387071E-5,3.1181589802079857,0,1,2,2,0,3,0,0,0,2,10,-0.10340000000000001,1.0349999999999999,-0.42880000000000001,1.52,-7.5999999999999998E-2,4.3499999999999996,-0.153,25,26,35,45,44,43,33,24,7,7,7,7,7,7,7,7]
[7,294,35,123,114,0.26079999999999998,705198.79184399999,0,0,0,705198.79184399999,8.9788698867524142E-5,74708172.267159998,0,35499365.594645366,110207537.86180536,3.5080148833387071E-5,2.5595301574681155,0,1,2,2,0,3,0,0,0,2,10,-0.10340000000000001,1.0349999999999999,-0.42880000000000001,1.52,-7.5999999999999998E-2,4.3499999999999996,-0.153,26,27,36,46,45,44,34,25,7,7,7,7,7,7,7,7]
[7,293,36,124,115,0.43269999999999997,344536.27704000002,0,0,0,344536.27704000002,4.3867721252315751E-5,58874714.686992005,0,40341085.106773369,99215799.793765366,3.1581369939987221E-5,1.3890379466019296,1,0,2,0,0,3,0,0,0,1,10,-5.6800000000000003E-2,1.02,-0.24460000000000001,2.94,-0.20599999999999999,4.3499999999999996,-0.153,27,28,37,47,46,45,35,26,7,7,7,7,7,7,7,7]
[7,292,37,124,115,0.43269999999999997,149671.0937,0,0,0,149671.0937,1.905671552026019E-5,58874714.686992005,0,40341085.106773369,99215799.793765366,3.1581369939987221E-5,0.60341636719600455,{"$f":"IF(R453<=2,1,0)","v":1},{"$f":"IF(R453>2,1,0)","v":0},{"$f":"IF(R453<=6,2,0)","v":2},0,{"$f":"IF(R453>6,1,0)","v":0},{"$f":"IF(R453<=10,3,0)","v":3},0,{"$f":"IF(R453>10,4,0)","v":0},0,1,10,-5.6800000000000003E-2,1.02,-0.24460000000000001,2.94,-0.20599999999999999,4.3499999999999996,-0.153,28,29,38,48,47,46,36,27,7,7,7,7,7,7,7,7]
[7,291,38,124,115,0.43269999999999997,70226.495859999995,0,0,0,70226.495859999995,8.9415151617132179E-6,58874714.686992005,0,40341085.106773369,{"$f":"SUM(M454:O454)","v":99215799.793765366},{"$f":"P454/(PI()*1000000^2)","v":3.1581369939987221E-5},0.28312626015604808,1,0,2,{"$f":"T454*U454","v":0},0,3,{"$f":"W454*X454","v":0},0,{"$f":"IF(Z454=4,AB454,0)","v":0},1,10,-5.6800000000000003E-2,1.02,-0.24460000000000001,2.94,-0.20599999999999999,4.3499999999999996,-0.153,29,0,39,49,48,47,37,28,7,0,7,7,7,7,7,7]
[7,290,39,124,115,0.43269999999999997,24777.470516000001,0,0,0,24777.470516000001,3.1547655279480762E-6,58874714.686992005,0,40341085.106773369,99215799.793765366,3.1581369939987221E-5,9.9893245098073555E-2,1,0,2,0,0,3,0,0,0,1,10,-5.6800000000000003E-2,1.02,-0.24460000000000001,2.94,-0.20599999999999999,4.3499999999999996,-0.153,0,0,0,50,49,48,38,29,0,0,0,7,7,7,7,7]
[7,344,40,123,114,0.26079999999999998,280098.68704400002,0,0,0,280098.68704400002,3.5663272477281942E-5,74708172.267159998,0,35499365.594645366,110207537.86180536,3.5080148833387071E-5,1.0166226103162905,1,0,2,0,0,3,0,0,0,1,10,-5.6800000000000003E-2,1.02,-0.24460000000000001,2.94,-0.20599999999999999,4.3499999999999996,-0.153,30,31,41,52,51,93,84,71,7,7,7,7,7,20,20,20]
[7,343,41,123,114,0.26079999999999998,390332.47092400002,0,0,0,390332.47092400002,4.9698673757462498E-5,74708172.267159998,0,35499365.594645366,110207537.86180536,3.5080148833387071E-5,1.4167178706540275,1,0,2,0,0,3,0,0,0,1,10,-5.6800000000000003E-2,1.02,-0.24460000000000001,2.94,-0.20599999999999999,4.3499999999999996,-0.153,31,32,42,53,52,51,40,30,7,7,7,7,7,7,7,7]
[7,342,42,123,114,0.26079999999999998,997273.23903200007,0,0,0,997273.23903200007,1.269767724841665E-4,74708172.267159998,0,35499365.594645366,110207537.86180536,3.5080148833387071E-5,3.6196189784496586,0,1,2,2,0,3,0,0,0,2,10,-0.10340000000000001,1.0349999999999999,-0.42880000000000001,1.52,-7.5999999999999998E-2,4.3499999999999996,-0.153,32,33,43,54,53,52,41,31,7,7,7,7,7,7,7,7]
[7,288,43,123,114,0.26079999999999998,698520.719988,0,0,0,698520.719988,{"$f":"K459/(PI()*50000^2)","v":8.8938420350559923E-5},74708172.267159998,0,35499365.594645366,110207537.86180536,3.5080148833387071E-5,2.5352919901501085,0,1,2,2,0,3,0,0,0,2,10,-0.10340000000000001,1.0349999999999999,-0.42880000000000001,1.52,-7.5999999999999998E-2,4.3499999999999996,-0.153,33,34,44,55,54,53,42,32,7,7,7,7,7,7,7,7]
[7,287,44,123,114,0.26079999999999998,697217.02439599996,0,0,0,697217.02439599996,8.877242867235679E-5,74708172.267159998,0,35499365.594645366,110207537.86180536,3.5080148833387071E-5,2.5305602063999455,0,1,2,2,0,3,0,0,0,2,10,-0.10340000000000001,1.0349999999999999,-0.42880000000000001,1.52,-7.5999999999999998E-2,4.3499999999999996,-0.153,34,35,45,56,55,54,43,33,7,7,7,7,7,7,7,7]
[7,286,45,123,114,0.26079999999999998,540318.60712000006,0,0,0,540318.60712000006,6.8795501734140611E-5,74708172.267159998,0,35499365.594645366,110207537.86180536,3.5080148833387071E-5,1.9610949218284215,1,0,2,0,0,3,0,0,0,1,10,-5.6800000000000003E-2,1.02,-0.24460000000000001,2.94,-0.20599999999999999,4.3499999999999996,-0.153,35,36,46,57,56,55,44,34,7,7,7,7,7,7,7,7]
[7,285,46,124,115,0.43269999999999997,408634.98908800003,0,0,0,408634.98908800003,5.2029022746926338E-5,58874714.686992005,0,40341085.106773369,99215799.793765366,3.1581369939987221E-5,1.6474593358614573,1,0,2,0,0,3,0,0,0,1,10,-5.6800000000000003E-2,1.02,-0.24460000000000001,2.94,-0.20599999999999999,4.3499999999999996,-0.153,36,37,47,58,57,56,45,35,7,7,7,7,7,7,7,7]
[7,284,47,124,115,0.43269999999999997,167957.03068,0,0,0,167957.03068,2.1384953327807298E-5,58874714.686992005,0,40341085.106773369,99215799.793765366,3.1581369939987221E-5,0.67713824221191943,1,0,2,0,0,3,0,0,0,1,10,-5.6800000000000003E-2,1.02,-0.24460000000000001,2.94,-0.20599999999999999,4.3499999999999996,-0.153,37,38,48,59,58,57,46,36,7,7,7,7,7,7,7,7]
[7,283,48,124,115,0.43269999999999997,66264.629207999998,0,0,0,66264.629207999998,8.4370746324838281E-6,58874714.686992005,0,40341085.106773369,99215799.793765366,3.1581369939987221E-5,0.26715353540762971,1,0,2,0,0,3,0,0,0,1,10,-5.6800000000000003E-2,1.02,-0.24460000000000001,2.94,-0.20599999999999999,4.3499999999999996,-0.153,38,39,49,60,59,58,47,37,7,7,7,7,7,7,7,7]
[7,282,49,124,115,0.43269999999999997,36553.220128000001,0,0,0,36553.220128000001,4.6541005354378906E-6,58874714.686992005,0,40341085.106773369,99215799.793765366,3.1581369939987221E-5,0.14736854494538668,1,0,2,0,0,3,0,0,0,1,10,-5.6800000000000003E-2,1.02,-0.24460000000000001,2.94,-0.20599999999999999,4.3499999999999996,-0.153,39,0,50,61,60,59,48,38,7,0,7,7,7,7,7,7]
[7,281,50,124,115,0.43269999999999997,27678.141392000001,0,77882.510011872902,0,105560.65140387291,1.3440399573541436E-5,58874714.686992005,0,40341085.106773369,99215799.793765366,3.1581369939987221E-5,0.42558000489154446,1,0,2,0,0,3,0,0,0,1,10,-5.6800000000000003E-2,1.02,-0.24460000000000001,2.94,-0.20599999999999999,4.3499999999999996,-0.153,0,0,0,0,61,60,49,39,0,0,0,0,7,7,7,7]
[7,335,51,123,114,0.26079999999999998,193018.45397200002,0,0,0,193018.45397200002,2.4575872846079428E-5,74708172.267159998,0,35499365.594645366,110207537.86180536,3.5080148833387071E-5,0.70056352847310799,1,0,2,0,0,3,0,0,0,1,10,-5.6800000000000003E-2,1.02,-0.24460000000000001,2.94,-0.20599999999999999,4.3499999999999996,-0.153,40,41,52,62,0,0,93,84,7,7,7,7,0,0,20,20]
[7,334,52,123,114,0.26079999999999998,289034.90889600001,0,0,0,289034.90889600001,3.6801067581531228E-5,74708172.267159998,0,35499365.594645366,110207537.86180536,3.5080148833387071E-5,1.049056768724604,1,0,2,0,0,3,0,0,0,1,10,-5.6800000000000003E-2,1.02,-0.24460000000000001,2.94,-0.20599999999999999,4.3499999999999996,-0.153,41,42,53,63,62,0,51,40,7,7,7,7,7,0,7,7]
[7,333,53,123,114,0.26079999999999998,246610.91330800002,0,0,0,246610.91330800002,3.1399476698700061E-5,74708172.267159998,0,35499365.594645366,110207537.86180536,3.5080148833387071E-5,0.89507820641901104,1,0,2,0,0,3,0,0,0,1,10,-5.6800000000000003E-2,1.02,-0.24460000000000001,2.94,-0.20599999999999999,4.3499999999999996,-0.153,42,43,54,64,63,62,52,41,7,7,7,7,7,7,7,7]
[7,280,54,123,114,0.26079999999999998,310822.58467200003,0,0,0,310822.58467200003,3.9575160620118388E-5,74708172.267159998,0,35499365.594645366,110207537.86180536,3.5080148833387071E-5,1.1281354822090506,1,0,2,0,0,3,0,0,0,1,10,-5.6800000000000003E-2,1.02,-0.24460000000000001,2.94,-0.20599999999999999,4.3499999999999996,-0.153,43,44,55,65,64,63,53,42,7,7,7,7,7,7,7,7]
[7,279,55,123,114,0.26079999999999998,413673.59637600003,0,0,0,413673.59637600003,5.2670558151873579E-5,74708172.267159998,0,35499365.594645366,110207537.86180536,3.5080148833387071E-5,1.5014348542827465,1,0,2,0,0,3,0,0,0,1,10,-5.6800000000000003E-2,1.02,-0.24460000000000001,2.94,-0.20599999999999999,4.3499999999999996,-0.153,44,45,56,66,65,64,54,43,7,7,7,7,7,7,7,7]
[7,278,56,123,114,0.26079999999999998,477897.70362799999,0,0,0,477897.70362799999,6.0847825459729448E-5,74708172.267159998,0,35499365.594645366,110207537.86180536,3.5080148833387071E-5,1.7345372663247749,1,0,2,0,0,3,0,0,0,1,10,-5.6800000000000003E-2,1.02,-0.24460000000000001,2.94,-0.20599999999999999,4.3499999999999996,-0.153,45,46,57,67,66,65,55,44,7,7,7,7,7,7,7,7]
[7,277,57,124,115,0.43269999999999997,383025.3504,0,209353.55623474962,0,592378.90663474961,7.5424024939434213E-5,58874714.686992005,0,40341085.106773369,99215799.793765366,3.1581369939987221E-5,2.3882442428165525,0,1,2,2,0,3,0,0,0,2,10,-0.10340000000000001,1.0349999999999999,-0.42880000000000001,1.52,-7.5999999999999998E-2,4.3499999999999996,-0.153,46,47,58,0,67,66,56,45,7,7,7,0,7,7,7,7]
[7,276,58,124,115,0.43269999999999997,147322.783516,0,440004.95923228055,0,587327.74274828052,7.4780890778715153E-5,58874714.686992005,0,40341085.106773369,99215799.793765366,3.1581369939987221E-5,2.3678798899736839,0,1,2,2,0,3,0,0,0,2,10,-0.10340000000000001,1.0349999999999999,-0.42880000000000001,1.52,-7.5999999999999998E-2,4.3499999999999996,-0.153,47,48,59,0,0,67,57,46,7,7,7,0,0,7,7,7]
[7,275,59,124,115,0.43269999999999997,59089.121832000004,0,324573.61262158555,0,383662.73445358558,4.8849456534753096E-5,58874714.686992005,0,40341085.106773369,99215799.793765366,3.1581369939987221E-5,1.5467807960066238,1,0,2,0,0,3,0,0,0,1,10,-5.6800000000000003E-2,1.02,-0.24460000000000001,2.94,-0.20599999999999999,4.3499999999999996,-0.153,48,49,60,0,0,0,58,47,7,7,7,0,0,0,7,7]
[7,274,60,124,115,0.43269999999999997,37456.894656000004,0,237180.97001347507,0,274637.86466947506,3.4967978977879969E-5,58874714.686992005,0,40341085.106773369,99215799.793765366,3.1581369939987221E-5,1.1072343930718707,1,0,2,0,0,3,0,0,0,1,10,-5.6800000000000003E-2,1.02,-0.24460000000000001,2.94,-0.20599999999999999,4.3499999999999996,-0.153,49,50,61,0,0,0,59,48,7,7,7,0,0,0,7,7]
[7,273,61,124,115,0.43269999999999997,27831.517344,0,166434.23103359216,0,194265.74837759216,2.4734683302192112E-5,58874714.686992005,0,40341085.106773369,99215799.793765366,3.1581369939987221E-5,0.78320488785617637,1,0,2,0,0,3,0,0,0,1,10,-5.6800000000000003E-2,1.02,-0.24460000000000001,2.94,-0.20599999999999999,4.3499999999999996,-0.153,50,0,0,0,0,0,60,49,7,0,0,0,0,0,7,7]
[7,376,62,127,116,0.4002,209321.90314000001,0,0,0,209321.90314000001,2.6651692465707147E-5,71110158.971560001,0,36479310.481507368,107589469.45306736,3.4246791776180295E-5,0.77822450172527469,1,0,2,0,0,3,0,0,0,1,10,-5.6800000000000003E-2,1.02,-0.24460000000000001,2.94,-0.20599999999999999,4.3499999999999996,-0.153,52,53,63,68,0,0,0,51,7,7,7,7,0,0,0,7]
[7,375,63,127,116,0.4002,230714.73947200002,0,0,0,230714.73947200002,2.9375512984902098E-5,71110158.971560001,0,36479310.481507368,107589469.45306736,3.4246791776180295E-5,0.85775955823498995,1,0,2,0,0,3,0,0,0,1,10,-5.6800000000000003E-2,1.02,-0.24460000000000001,2.94,-0.20599999999999999,4.3499999999999996,-0.153,53,54,64,69,68,0,62,52,7,7,7,7,7,0,7,7]
[7,371,64,127,116,0.4002,204111.266068,0,0,0,204111.266068,2.59882535483738E-5,71110158.971560001,0,36479310.481507368,107589469.45306736,3.4246791776180295E-5,0.7588522077694132,1,0,2,0,0,3,0,0,0,1,10,-5.6800000000000003E-2,1.02,-0.24460000000000001,2.94,-0.20599999999999999,4.3499999999999996,-0.153,54,55,65,70,69,68,63,53,7,7,7,7,7,7,7,7]
[7,370,65,127,116,0.4002,281567.15815199999,0,0,0,281567.15815199999,3.5850244025782604E-5,71110158.971560001,0,36479310.481507368,107589469.45306736,3.4246791776180295E-5,{"$f":"L481/Q481","v":1.0468205097891115},1,0,2,0,0,3,0,0,0,1,10,-5.6800000000000003E-2,1.02,-0.24460000000000001,2.94,-0.20599999999999999,4.3499999999999996,-0.153,55,56,66,71,70,69,64,54,7,7,7,7,7,7,7,7]
[7,369,66,127,116,0.4002,470744.99538000004,0,244213.52264045479,0,714958.51802045479,9.1031345798889052E-5,71110158.971560001,0,36479310.481507368,107589469.45306736,3.4246791776180295E-5,2.658098498505316,0,1,2,2,0,3,0,0,0,2,10,-0.10340000000000001,1.0349999999999999,-0.42880000000000001,1.52,-7.5999999999999998E-2,4.3499999999999996,-0.153,56,57,67,0,71,70,65,55,7,7,7,0,7,7,7,7]
[7,368,67,124,115,0.43269999999999997,253778.13009200001,0,663146.23427306837,0,916924.36436506838,1.1674643602407582E-4,58874714.686992005,0,40341085.106773369,99215799.793765366,3.1581369939987221E-5,3.6966868836255133,0,1,2,2,0,3,0,0,0,2,10,-0.10340000000000001,1.0349999999999999,-0.42880000000000001,1.52,-7.5999999999999998E-2,4.3499999999999996,-0.153,57,0,0,0,0,71,66,56,7,0,0,0,0,7,7,7]
[7,373,68,127,116,0.4002,135165.66667199999,0,0,0,135165.66667199999,1.7209827189728204E-5,71110158.971560001,0,36479310.481507368,107589469.45306736,3.4246791776180295E-5,0.50252377805789594,1,0,2,0,0,3,0,0,0,1,10,-5.6800000000000003E-2,1.02,-0.24460000000000001,2.94,-0.20599999999999999,4.3499999999999996,-0.153,63,64,69,72,0,0,0,62,7,7,7,7,0,0,0,7]
[7,367,69,127,116,0.4002,247224.417116,0,0,0,247224.417116,3.1477590429619181E-5,71110158.971560001,0,36479310.481507368,107589469.45306736,3.4246791776180295E-5,0.91913983170571967,1,0,2,0,0,3,0,0,0,1,10,-5.6800000000000003E-2,1.02,-0.24460000000000001,2.94,-0.20599999999999999,4.3499999999999996,-0.153,64,65,70,73,72,0,68,63,7,7,7,7,7,0,7,7]
[7,366,70,127,116,0.4002,443804.71667599998,0,0,0,443804.71667599998,5.6506971541186813E-5,71110158.971560001,0,36479310.481507368,107589469.45306736,3.4246791776180295E-5,1.6499931412696345,1,0,2,0,0,3,0,0,0,1,10,-5.6800000000000003E-2,1.02,-0.24460000000000001,2.94,-0.20599999999999999,4.3499999999999996,-0.153,65,66,71,74,73,72,69,64,7,7,7,7,7,7,7,7]
[7,365,71,127,116,0.4002,345676.23343999998,0,402681.14310718182,0,748357.37654718175,9.528382054141345E-5,71110158.971560001,0,36479310.481507368,107589469.45306736,3.4246791776180295E-5,2.7822699762401188,0,1,2,2,0,3,0,0,0,2,10,-0.10340000000000001,1.0349999999999999,-0.42880000000000001,1.52,-7.5999999999999998E-2,4.3499999999999996,-0.153,66,67,0,0,74,73,70,65,7,7,0,0,7,7,7,7]
[7,363,72,127,116,0.4002,279252.01033600001,0,0,0,279252.01033600001,3.555547025065876E-5,71110158.971560001,0,36479310.481507368,107589469.45306736,3.4246791776180295E-5,1.0382131699527164,1,0,2,0,0,3,0,0,0,1,10,-5.6800000000000003E-2,1.02,-0.24460000000000001,2.94,-0.20599999999999999,4.3499999999999996,-0.153,69,70,73,76,75,0,0,68,7,7,7,7,7,0,0,7]
[7,258,73,127,116,0.4002,563747.82011199999,0,86902.160077430599,0,650649.98018943053,8.2843328455833325E-5,71110158.971560001,0,36479310.481507368,107589469.45306736,3.4246791776180295E-5,2.4190099030956072,0,1,2,2,0,3,0,0,0,2,10,-0.10340000000000001,1.0349999999999999,-0.42880000000000001,1.52,-7.5999999999999998E-2,4.3499999999999996,-0.153,70,71,74,77,76,75,72,69,7,7,7,7,7,7,7,7]
[7,257,74,127,116,0.4002,539209.74043999997,0,599830.12007579987,0,1139039.8605157998,1.4502705934383404E-4,71110158.971560001,0,36479310.481507368,107589469.45306736,3.4246791776180295E-5,4.2347633697094178,0,1,2,2,0,3,0,0,0,2,10,-0.10340000000000001,1.0349999999999999,-0.42880000000000001,1.52,-7.5999999999999998E-2,4.3499999999999996,-0.153,71,0,0,0,77,76,73,70,7,0,0,0,7,7,7,7]
[7,256,75,127,116,0.4002,263907.16086800001,0,0,0,263907.16086800001,3.3601703335592172E-5,71110158.971560001,0,36479310.481507368,107589469.45306736,3.4246791776180295E-5,0.98116353657872257,1,0,2,0,0,3,0,0,0,1,10,-5.6800000000000003E-2,1.02,-0.24460000000000001,2.94,-0.20599999999999999,4.3499999999999996,-0.153,72,73,76,78,0,0,0,0,7,7,7,7,0,0,0,0]
[7,255,76,127,116,0.4002,805129.44251600001,0,103506.4005654268,0,908635.84308142681,1.1569110871750467E-4,71110158.971560001,0,36479310.481507368,107589469.45306736,3.4246791776180295E-5,3.3781590250439582,0,1,2,2,0,3,0,0,0,2,10,-0.10340000000000001,1.0349999999999999,-0.42880000000000001,1.52,-7.5999999999999998E-2,4.3499999999999996,-0.153,73,74,77,79,78,0,75,72,7,7,7,7,7,0,7,7]
[7,254,77,127,116,0.4002,761955.14835200005,0,983651.38636173937,0,1745606.5347137395,2.2225752695456468E-4,71110158.971560001,0,36479310.481507368,107589469.45306736,3.4246791776180295E-5,6.4898787719190585,0,1,0,0,1,3,3,0,0,3,10,-0.10340000000000001,1.0349999999999999,-0.42880000000000001,1.38,-5.6000000000000001E-2,4.3499999999999996,-0.153,74,0,0,0,79,78,76,73,7,0,0,0,7,7,7,7]
[7,252,78,128,116,0.34749999999999998,691783.57766399998,0,140611.61720236577,0,832395.19486636575,1.0598384789513886E-4,71110158.971560001,0,36479310.481507368,107589469.45306736,3.4246791776180295E-5,3.0947088003978784,0,1,2,2,0,3,0,0,0,2,10,-0.10340000000000001,1.0349999999999999,-0.42880000000000001,1.52,-7.5999999999999998E-2,4.3499999999999996,-0.153,76,77,79,80,0,0,0,75,7,7,7,7,0,0,0,7]
[7,251,79,128,116,0.34749999999999998,645116.87161999999,0,821677.82293373824,0,1466794.6945537382,1.8675810091135539E-4,71110158.971560001,0,36479310.481507368,107589469.45306736,3.4246791776180295E-5,5.4533020824815317,0,1,2,2,0,3,0,0,0,2,10,-0.10340000000000001,1.0349999999999999,-0.42880000000000001,1.52,-7.5999999999999998E-2,4.3499999999999996,-0.153,77,0,0,0,80,0,78,76,7,0,0,0,7,0,7,7]
[7,249,80,128,116,0.34749999999999998,480320.62914000003,0,819638.56223799987,0,1299959.191378,1.655159449004415E-4,71110158.971560001,0,36479310.481507368,107589469.45306736,3.4246791776180295E-5,4.833035046966442,0,1,2,2,0,3,0,0,0,2,10,-0.10340000000000001,1.0349999999999999,-0.42880000000000001,1.52,-7.5999999999999998E-2,4.3499999999999996,-0.153,79,0,0,0,0,0,0,78,7,0,0,0,0,0,0,7]
[8,"CHIHUAHUA",null,null,0,null,null,null,null,null,null,null,null,null,null,null,null,null,null,null,null,null,null,null,null,null,null,0]
[8,1849,1,8,7,0.85809999999999997,2165.91716,23676.322352760002,0,0,{"$f":"SUM(G498:J498)","v":25842.239512760003},3.290336127216358E-6,17554183.421980001,24138635.202463321,0,41692818.624443322,1.3271236351027983E-5,{"$f":"L498/Q498","v":0.24792988687610029},1,0,2,0,0,3,0,0,0,1,10,-5.6800000000000003E-2,1.02,-0.24460000000000001,2.94,-0.20599999999999999,4.3499999999999996,-0.153,0,0,2,8,7,0,0,0,0,0,8,8,8,0,0,0]
[8,1272,2,9,8,0.82110000000000005,8419.0961760000009,21927.543644160003,0,0,30346.639820160002,3.863854186886248E-6,23428705.193240002,35393633.233263366,0,58822338.426503368,1.8723731849604705E-5,0.20636132892320938,1,0,2,0,0,3,0,0,0,1,10,-5.6800000000000003E-2,1.02,-0.24460000000000001,2.94,-0.20599999999999999,4.3499999999999996,-0.153,0,0,3,9,8,7,1,0,0,0,8,8,8,8,8,0]
[8,1271,3,9,8,0.82110000000000005,8766.2647159999997,48087.845550360005,0,0,56854.110266360003,7.2388901471862958E-6,23428705.193240002,35393633.233263366,0,58822338.426503368,1.8723731849604705E-5,0.38661577752402615,1,0,2,0,0,3,0,0,0,1,10,-5.6800000000000003E-2,1.02,-0.24460000000000001,2.94,-0.20599999999999999,4.3499999999999996,-0.153,0,0,4,10,9,8,2,0,0,0,8,8,8,8,8,0]
[8,1270,4,9,8,0.82110000000000005,6335.0486120000005,48087.845550360005,0,0,54422.894162360004,6.9293380986453203E-6,23428705.193240002,35393633.233263366,0,58822338.426503368,1.8723731849604705E-5,0.37008317328533052,1,0,2,0,0,3,0,0,0,1,10,-5.6800000000000003E-2,1.02,-0.24460000000000001,2.94,-0.20599999999999999,4.3499999999999996,-0.153,0,0,5,11,10,9,3,0,0,0,8,8,8,8,8,0]
[8,1266,8,9,8,0.82110000000000005,24005.409136000002,21927.543644160003,0,0,45932.952780160005,5.8483651886152654E-6,23428705.193240002,35393633.233263366,0,58822338.426503368,1.8723731849604705E-5,0.31235040298543559,1,0,2,0,0,3,0,0,0,1,10,-5.6800000000000003E-2,1.02,-0.24460000000000001,2.94,-0.20599999999999999,4.3499999999999996,-0.153,2,3,9,17,16,15,7,1,8,8,8,8,8,8,8,8]
[8,1263,11,9,8,0.82110000000000005,2459.196852,26677.287798480003,0,0,{"$f":"SUM(G508:J508)","v":29136.484650480004},3.7097724451560217E-6,23428705.193240002,35393633.233263366,0,58822338.426503368,1.8723731849604705E-5,0.19813210715439414,1,0,2,0,0,3,0,0,0,1,10,-5.6800000000000003E-2,1.02,-0.24460000000000001,2.94,-0.20599999999999999,4.3499999999999996,-0.153,5,6,12,20,19,18,10,4,8,8,8,8,8,8,8,8]
[8,2071,15,8,7,0.85809999999999997,23180.495232000001,516.98589228000003,0,0,{"$f":"SUM(G512:J512)","v":23697.481124280002},3.0172570078048383E-6,17554183.421980001,24138635.202463321,0,41692818.624443322,1.3271236351027983E-5,0.2273531212916062,1,0,2,0,0,3,0,0,0,1,10,-5.6800000000000003E-2,1.02,-0.24460000000000001,2.94,-0.20599999999999999,4.3499999999999996,-0.153,7,8,16,26,25,24,14,0,8,8,8,8,8,8,8,0]
[8,1257,18,9,8,0.82110000000000005,2220.8423320000002,0,0,0,2220.8423320000002,2.8276642797242574E-7,23428705.193240002,35393633.233263366,0,58822338.426503368,1.8723731849604705E-5,1.5102033624690876E-2,1,0,2,0,0,3,0,0,0,1,10,-5.6800000000000003E-2,1.02,-0.24460000000000001,2.94,-0.20599999999999999,4.3499999999999996,-0.153,10,11,19,29,28,27,17,9,8,8,8,8,8,8,8,8]
[8,1254,21,9,8,0.82110000000000005,20200.027408000002,165660.83835444003,0,0,185860.86576244002,2.3664540410745232E-5,23428705.193240002,35393633.233263366,0,{"$f":"SUM(M518:O518)","v":58822338.426503368},{"$f":"P518/(PI()*1000000^2)","v":1.8723731849604705E-5},1.2638794766356813,1,0,2,{"$f":"T518*U518","v":0},0,3,{"$f":"W518*X518","v":0},0,{"$f":"IF(Z518=4,AB518,0)","v":0},1,10,-5.6800000000000003E-2,1.02,-0.24460000000000001,2.94,-0.20599999999999999,4.3499999999999996,-0.153,13,0,22,32,31,30,20,12,8,0,8,8,8,8,8,8]
[8,2064,23,14,12,0.86380000000000001,7423.1888120000003,0,0,0,7423.1888120000003,9.4514975434740339E-7,21822543.933304001,20938861.659216601,0,42761405.592520602,1.3611378147214145E-5,6.943821148197607E-2,1,0,2,0,0,3,0,0,0,1,10,-5.6800000000000003E-2,1.02,-0.24460000000000001,2.94,-0.20599999999999999,4.3499999999999996,-0.153,42,14,24,34,67,66,54,41,26,8,8,8,26,26,26,26]
[8,1251,26,15,13,0.78800000000000003,26184.798508,0,0,0,26184.798508,{"$f":"K523/(PI()*50000^2)","v":3.333952093130789E-6},26011116.823543999,29410527.970113844,0,55421644.793657839,1.7641257446387704E-5,0.18898608011717796,1,0,2,0,0,3,0,0,0,1,10,-5.6800000000000003E-2,1.02,-0.24460000000000001,2.94,-0.20599999999999999,4.3499999999999996,-0.153,16,17,27,37,36,35,25,15,8,8,8,8,8,8,8,8]
[8,1247,30,15,13,0.78800000000000003,10189.137568,0,0,0,10189.137568,1.2973212878324264E-6,26011116.823543999,29410527.970113844,0,55421644.793657839,1.7641257446387704E-5,7.3539048549970065E-2,1,0,2,0,0,3,0,0,0,1,10,-5.6800000000000003E-2,1.02,-0.24460000000000001,2.94,-0.20599999999999999,4.3499999999999996,-0.153,20,21,31,41,40,39,29,19,8,8,8,8,8,8,8,8]
[8,1244,33,16,14,0.89959999999999996,425.92916400000001,2768.4747486000006,0,0,3194.4039126000007,4.0672413833790474E-7,28351689.81256,37752885.606482647,0,66104575.419042647,2.1041739877863272E-5,1.9329396746596717E-2,1,0,2,0,0,3,0,0,0,1,10,-5.6800000000000003E-2,1.02,-0.24460000000000001,2.94,-0.20599999999999999,4.3499999999999996,-0.153,0,0,0,44,43,42,32,22,0,0,0,8,8,8,8,8]
[8,1242,36,15,13,0.78800000000000003,75304.483460000003,0,0,0,75304.483460000003,9.5880646237126993E-6,26011116.823543999,29410527.970113844,0,55421644.793657839,1.7641257446387704E-5,0.54350233552518057,1,0,2,0,0,3,0,0,0,1,10,-5.6800000000000003E-2,1.02,-0.24460000000000001,2.94,-0.20599999999999999,4.3499999999999996,-0.153,26,27,37,48,47,46,35,25,8,8,8,8,8,8,8,8]
[8,1240,38,15,13,0.78800000000000003,2424.9981600000001,0,0,0,2424.9981600000001,3.0876035532220073E-7,26011116.823543999,29410527.970113844,0,55421644.793657839,1.7641257446387704E-5,1.7502173881909069E-2,1,0,2,0,0,3,0,0,0,1,10,-5.6800000000000003E-2,1.02,-0.24460000000000001,2.94,-0.20599999999999999,4.3499999999999996,-0.153,28,29,39,50,49,48,37,27,8,8,8,8,8,8,8,8]
[8,1234,44,16,14,0.89959999999999996,238.35452000000001,6043.738429080001,0,0,6282.0929490800008,7.9986091664705964E-7,28351689.81256,37752885.606482647,0,66104575.419042647,2.1041739877863272E-5,3.8013059817764615E-2,1,0,2,0,0,3,0,0,0,1,10,-5.6800000000000003E-2,1.02,-0.24460000000000001,2.94,-0.20599999999999999,4.3499999999999996,-0.153,0,0,0,56,55,54,43,33,0,0,0,8,8,8,8,8]
[8,1233,47,15,13,0.78800000000000003,76314.899359999996,0,0,0,76314.899359999996,9.7167147717636154E-6,26011116.823543999,29410527.970113844,0,55421644.793657839,1.7641257446387704E-5,0.55079490797597597,1,0,2,0,0,3,0,0,0,1,10,-5.6800000000000003E-2,1.02,-0.24460000000000001,2.94,-0.20599999999999999,4.3499999999999996,-0.153,36,37,48,60,59,58,46,35,8,8,8,8,8,8,8,8]
[8,1232,48,15,13,0.78800000000000003,74850.573548,0,0,0,74850.573548,9.5302710187421336E-6,26011116.823543999,29410527.970113844,0,55421644.793657839,1.7641257446387704E-5,0.5402262875934386,1,0,2,0,0,3,0,0,0,1,10,-5.6800000000000003E-2,1.02,-0.24460000000000001,2.94,-0.20599999999999999,4.3499999999999996,-0.153,37,38,49,61,60,59,47,36,8,8,8,8,8,8,8,8]
[8,1229,51,15,13,0.78800000000000003,17116.963508000001,0,0,0,17116.963508000001,2.1793994824174317E-6,26011116.823543999,29410527.970113844,0,55421644.793657839,1.7641257446387704E-5,0.12353991709721886,1,0,2,0,0,3,0,0,0,1,10,-5.6800000000000003E-2,1.02,-0.24460000000000001,2.94,-0.20599999999999999,4.3499999999999996,-0.153,40,41,52,64,63,62,50,39,8,8,8,8,8,8,8,8]
[8,1225,55,16,14,0.89959999999999996,245.608788,3811.6237975200006,0,0,4057.2325855200006,5.165828970072153E-7,28351689.81256,37752885.606482647,0,66104575.419042647,2.1041739877863272E-5,2.455038889396597E-2,1,0,2,0,0,3,0,0,0,1,10,-5.6800000000000003E-2,1.02,-0.24460000000000001,2.94,-0.20599999999999999,4.3499999999999996,-0.153,44,45,56,68,67,66,54,43,8,8,8,8,8,8,8,8]
[8,1224,59,15,13,0.78800000000000003,87997.379811999999,0,0,0,87997.379811999999,1.1204174380971809E-5,26011116.823543999,29410527.970113844,0,55421644.793657839,1.7641257446387704E-5,0.63511200463014739,1,0,2,0,0,3,0,0,0,1,10,-5.6800000000000003E-2,1.02,-0.24460000000000001,2.94,-0.20599999999999999,4.3499999999999996,-0.153,47,48,60,72,71,70,58,46,8,8,8,8,8,8,8,8]
[8,1221,62,15,13,0.78800000000000003,15445.372896000001,0,0,0,15445.372896000001,1.9665659554367863E-6,26011116.823543999,29410527.970113844,0,55421644.793657839,1.7641257446387704E-5,0.11147538441708238,1,0,2,0,0,3,0,0,0,1,10,-5.6800000000000003E-2,1.02,-0.24460000000000001,2.94,-0.20599999999999999,4.3499999999999996,-0.153,50,51,63,75,74,73,61,49,8,8,8,8,8,8,8,8]
[8,1217,66,16,14,0.89959999999999996,116.068288,0,0,0,116.068288,1.4778273417130975E-8,28351689.81256,37752885.606482647,0,66104575.419042647,2.1041739877863272E-5,7.0233134250833945E-4,1,0,2,0,0,3,0,0,0,1,10,-5.6800000000000003E-2,1.02,-0.24460000000000001,2.94,-0.20599999999999999,4.3499999999999996,-0.153,54,55,67,79,78,77,65,53,8,8,8,8,8,8,8,8]
[8,1965,69,20,17,0.77110000000000001,8897.877864,0,0,0,8897.877864,1.1329129960668444E-6,24852360.469860002,19943339.553236883,0,44795700.023096889,1.42589141758752E-5,7.9452964096216466E-2,1,0,2,0,0,3,0,0,0,1,10,-5.6800000000000003E-2,1.02,-0.24460000000000001,2.94,-0.20599999999999999,4.3499999999999996,-0.153,57,58,70,82,81,116,104,92,8,8,8,8,8,26,26,26]
[8,1964,70,20,17,0.77110000000000001,18169.868692,0,0,0,18169.868692,2.3134595341299767E-6,24852360.469860002,19943339.553236883,0,44795700.023096889,1.42589141758752E-5,0.16224654315152146,1,0,2,0,0,3,0,0,0,1,10,-5.6800000000000003E-2,1.02,-0.24460000000000001,2.94,-0.20599999999999999,4.3499999999999996,-0.153,58,59,71,83,82,81,69,57,8,8,8,8,8,8,8,8]
[8,1836,76,21,18,0.70930000000000004,1080.8859319999999,0,0,0,1080.8859319999999,1.3762267119703221E-7,31042338.230396003,22732941.384089641,0,53775279.614485644,1.7117203133588447E-5,8.0400209148058996E-3,1,0,2,0,0,3,0,0,0,1,10,-5.6800000000000003E-2,1.02,-0.24460000000000001,2.94,-0.20599999999999999,4.3499999999999996,-0.153,64,65,77,89,88,87,75,63,8,8,8,8,8,8,8,8]
[8,1835,77,22,19,0.89529999999999998,597.95894799999996,0,0,0,597.95894799999996,7.6134497872183686E-8,38056116.882955998,35416251.111126602,0,73472367.9940826,2.338698109385002E-5,3.2554222183129259E-3,1,0,2,0,0,3,0,0,0,1,10,-5.6800000000000003E-2,1.02,-0.24460000000000001,2.94,-0.20599999999999999,4.3499999999999996,-0.153,65,66,78,90,89,88,76,64,8,8,8,8,8,8,8,8]
[8,2138,81,20,17,0.77110000000000001,12363.34532,0,0,0,12363.34532,1.5741500166640406E-6,24852360.469860002,19943339.553236883,0,44795700.023096889,1.42589141758752E-5,0.11039760792777341,1,0,2,0,0,3,0,0,0,1,10,-5.6800000000000003E-2,1.02,-0.24460000000000001,2.94,-0.20599999999999999,4.3499999999999996,-0.153,69,70,82,95,94,127,116,104,8,8,8,8,8,26,26,26]
[8,1831,84,21,18,0.70930000000000004,37709.757711999999,0,0,0,37709.757711999999,4.8013554741300174E-6,31042338.230396003,22732941.384089641,0,53775279.614485644,1.7117203133588447E-5,0.28049883130197228,{"$f":"IF(R581<=2,1,0)","v":1},{"$f":"IF(R581>2,1,0)","v":0},{"$f":"IF(R581<=6,2,0)","v":2},0,{"$f":"IF(R581>6,1,0)","v":0},{"$f":"IF(R581<=10,3,0)","v":3},0,{"$f":"IF(R581>10,4,0)","v":0},0,1,10,-5.6800000000000003E-2,1.02,-0.24460000000000001,2.94,-0.20599999999999999,4.3499999999999996,-0.153,72,73,85,98,97,96,83,71,8,8,8,8,8,8,8,8]
[8,1828,87,21,18,0.70930000000000004,6108.093656,0,0,0,6108.093656,7.7770663857651754E-7,31042338.230396003,22732941.384089641,0,53775279.614485644,1.7117203133588447E-5,4.5434212149440052E-2,1,0,2,0,0,3,0,0,0,1,10,-5.6800000000000003E-2,1.02,-0.24460000000000001,2.94,-0.20599999999999999,4.3499999999999996,-0.153,75,76,88,101,100,99,86,74,8,8,8,8,8,8,8,8]
[8,1824,91,22,19,0.89529999999999998,1816.675972,0,0,0,1816.675972,2.3130636875205893E-7,38056116.882955998,35416251.111126602,0,73472367.9940826,2.338698109385002E-5,9.8903902057236714E-3,1,0,2,0,0,3,0,0,0,1,10,-5.6800000000000003E-2,1.02,-0.24460000000000001,2.94,-0.20599999999999999,4.3499999999999996,-0.153,79,80,92,105,104,103,90,78,8,8,8,8,8,8,8,8]
[8,1764,93,22,19,0.89529999999999998,25670.781804000002,7971.9836407200009,0,0,33642.765444720004,4.2835299358467166E-6,38056116.882955998,35416251.111126602,0,73472367.9940826,2.338698109385002E-5,0.18315873770356531,1,0,2,0,0,3,0,0,0,1,10,-5.6800000000000003E-2,1.02,-0.24460000000000001,2.94,-0.20599999999999999,4.3499999999999996,-0.153,0,0,0,107,106,105,92,80,0,0,0,8,8,8,8,8]
[8,1823,96,21,18,0.70930000000000004,51729.148784000005,0,0,0,51729.148784000005,6.5863597847277664E-6,31042338.230396003,22732941.384089641,0,53775279.614485644,1.7117203133588447E-5,0.38478013804741262,1,0,2,0,0,3,0,0,0,1,10,-5.6800000000000003E-2,1.02,-0.24460000000000001,2.94,-0.20599999999999999,4.3499999999999996,-0.153,83,84,97,111,110,109,95,82,8,8,8,8,8,8,8,8]
[8,1820,99,21,18,0.70930000000000004,13627.660600000001,0,0,0,13627.660600000001,1.7351276378149316E-6,31042338.230396003,22732941.384089641,0,53775279.614485644,1.7117203133588447E-5,0.10136747366222204,1,0,2,0,0,3,0,0,0,1,10,-5.6800000000000003E-2,1.02,-0.24460000000000001,2.94,-0.20599999999999999,4.3499999999999996,-0.153,86,87,100,114,113,112,98,85,8,8,8,8,8,8,8,8]
[8,1817,102,22,19,0.89529999999999998,630.08499200000006,0,0,0,630.08499200000006,8.0224912835853876E-8,38056116.882955998,35416251.111126602,0,73472367.9940826,2.338698109385002E-5,3.4303235853280051E-3,1,0,2,0,0,3,0,0,0,1,10,-5.6800000000000003E-2,1.02,-0.24460000000000001,2.94,-0.20599999999999999,4.3499999999999996,-0.153,89,90,103,117,116,115,101,88,8,8,8,8,8,8,8,8]
[8,1758,106,22,19,0.89529999999999998,26679.125056000001,5286.1042713600009,0,0,31965.229327360001,4.0699394036122918E-6,38056116.882955998,35416251.111126602,0,73472367.9940826,2.338698109385002E-5,0.17402585597858747,1,0,2,0,0,3,0,0,0,1,10,-5.6800000000000003E-2,1.02,-0.24460000000000001,2.94,-0.20599999999999999,4.3499999999999996,-0.153,93,94,107,121,120,119,105,92,8,8,8,8,8,8,8,8]
[8,2119,109,20,17,0.77110000000000001,35417.409024,0,0,0,35417.409024,4.5094845741416806E-6,24852360.469860002,19943339.553236883,0,44795700.023096889,1.42589141758752E-5,0.3162572211684479,1,0,2,0,0,3,0,0,0,1,10,-5.6800000000000003E-2,1.02,-0.24460000000000001,2.94,-0.20599999999999999,4.3499999999999996,-0.153,95,96,110,126,125,124,108,94,8,8,8,8,8,8,8,8]
[8,1810,114,21,18,0.70930000000000004,17950.168003999999,0,0,0,17950.168003999999,2.2854863737332645E-6,31042338.230396003,22732941.384089641,0,53775279.614485644,1.7117203133588447E-5,0.13351984876831544,1,0,2,0,0,3,0,0,0,1,10,-5.6800000000000003E-2,1.02,-0.24460000000000001,2.94,-0.20599999999999999,4.3499999999999996,-0.153,100,101,115,131,130,129,113,99,8,8,8,8,8,8,8,8]
[8,1807,117,22,19,0.89529999999999998,1685.0628240000001,0,0,0,1685.0628240000001,2.1454886228799078E-7,38056116.882955998,35416251.111126602,0,73472367.9940826,2.338698109385002E-5,9.1738587989199614E-3,1,0,2,0,0,3,0,0,0,1,10,-5.6800000000000003E-2,1.02,-0.24460000000000001,2.94,-0.20599999999999999,4.3499999999999996,-0.153,103,104,118,134,133,132,116,102,8,8,8,8,8,8,8,8]
[8,1751,120,22,19,0.89529999999999998,27110.235840000001,5286.1042713600009,0,0,32396.340111360001,4.1248301334473501E-6,38056116.882955998,35416251.111126602,0,73472367.9940826,2.338698109385002E-5,0.17637291948433823,1,0,2,0,0,3,0,0,0,1,10,-5.6800000000000003E-2,1.02,-0.24460000000000001,2.94,-0.20599999999999999,4.3499999999999996,-0.153,106,107,121,137,136,135,119,105,8,8,8,8,8,8,8,8]
[8,1750,121,22,19,0.89529999999999998,2836.4187879999999,5286.1042713600009,0,0,8122.5230593600008,1.034191756220039E-6,38056116.882955998,35416251.111126602,0,73472367.9940826,2.338698109385002E-5,4.4220831755493066E-2,1,0,2,0,0,3,0,0,0,1,10,-5.6800000000000003E-2,1.02,-0.24460000000000001,2.94,-0.20599999999999999,4.3499999999999996,-0.153,107,108,122,138,137,136,120,106,8,8,8,8,8,8,8,8]
[8,2111,124,28,24,0.75880000000000003,20155.465476000001,0,0,0,20155.465476000001,2.5662735686587533E-6,29042947.973956,17063418.145641122,0,46106366.119597122,1.4676112151877144E-5,0.17486058583509223,1,0,2,0,0,3,0,0,0,1,10,-5.6800000000000003E-2,1.02,-0.24460000000000001,2.94,-0.20599999999999999,4.3499999999999996,-0.153,108,109,125,141,140,158,148,138,8,8,8,8,8,26,26,26]
[8,1804,127,29,25,0.68430000000000002,60692.315060000001,0,0,0,60692.315060000001,7.7275855595917467E-6,38674933.924103998,19538327.502805322,0,58213261.42690932,1.8529856619186759E-5,0.41703428787410096,1,0,2,0,0,3,0,0,0,1,10,-5.6800000000000003E-2,1.02,-0.24460000000000001,2.94,-0.20599999999999999,4.3499999999999996,-0.153,111,112,128,144,143,142,126,110,8,8,8,8,8,8,8,8]
[8,1799,132,30,26,0.71550000000000002,878140.54096400004,0,0,0,878140.54096400004,1.118083262590493E-4,46424937.872744001,32829069.141174246,0,79254007.013918251,2.5227333952209667E-5,4.4320310053712983,0,1,2,2,0,3,0,0,0,2,10,-0.10340000000000001,1.0349999999999999,-0.42880000000000001,1.52,-7.5999999999999998E-2,4.3499999999999996,-0.153,116,117,133,149,148,147,131,115,8,8,8,8,8,8,8,8]
[8,1743,135,30,26,0.71550000000000002,2923.4700040000002,0,0,0,2923.4700040000002,3.722277616939865E-7,46424937.872744001,32829069.141174246,0,79254007.013918251,2.5227333952209667E-5,1.4754938528150852E-2,1,0,2,0,0,3,0,0,0,1,10,-5.6800000000000003E-2,1.02,-0.24460000000000001,2.94,-0.20599999999999999,4.3499999999999996,-0.153,119,120,136,152,151,150,134,118,8,8,8,8,8,8,8,8]
[8,1739,139,31,27,0.88580000000000003,1892.327624,8841.7843628400005,0,0,10734.11198684,1.3667095859260416E-6,51625440.732348002,35963641.280231282,0,87589082.012579292,2.7880470726366822E-5,4.9020319611516872E-2,1,0,2,0,0,3,0,0,0,1,10,-5.6800000000000003E-2,1.02,-0.24460000000000001,2.94,-0.20599999999999999,4.3499999999999996,-0.153,123,0,19,28,27,154,138,122,8,0,5,5,5,8,8,8]
[8,1796,142,29,25,0.68430000000000002,32810.01784,0,0,0,32810.01784,4.1775012177354168E-6,38674933.924103998,19538327.502805322,0,58213261.42690932,1.8529856619186759E-5,0.22544703413462028,1,0,2,0,0,3,0,0,0,1,10,-5.6800000000000003E-2,1.02,-0.24460000000000001,2.94,-0.20599999999999999,4.3499999999999996,-0.153,126,127,143,158,157,156,141,125,8,8,8,8,8,8,8,8]
[8,1793,145,29,25,0.68430000000000002,177798.99970800002,0,0,0,177798.99970800002,2.2638071744258127E-5,38674933.924103998,19538327.502805322,0,58213261.42690932,1.8529856619186759E-5,1.2217078744590777,1,0,2,0,0,3,0,0,0,1,10,-5.6800000000000003E-2,1.02,-0.24460000000000001,2.94,-0.20599999999999999,4.3499999999999996,-0.153,129,130,146,161,160,159,144,128,8,8,8,8,8,8,8,8]
[8,1790,148,30,26,0.71550000000000002,900582.13718399999,0,0,0,900582.13718399999,1.146656790344776E-4,46424937.872744001,32829069.141174246,0,79254007.013918251,2.5227333952209667E-5,4.5452951648279116,{"$f":"IF(R645<=2,1,0)","v":0},{"$f":"IF(R645>2,1,0)","v":1},{"$f":"IF(R645<=6,2,0)","v":2},2,{"$f":"IF(R645>6,1,0)","v":0},{"$f":"IF(R645<=10,3,0)","v":3},0,{"$f":"IF(R645>10,4,0)","v":0},0,2,10,-0.10340000000000001,1.0349999999999999,-0.42880000000000001,1.52,-7.5999999999999998E-2,4.3499999999999996,-0.153,132,133,149,164,163,162,147,131,8,8,8,8,8,8,8,8]
[8,1788,150,30,26,0.71550000000000002,20795.913708,0,0,0,20795.913708,2.6478179701925649E-6,46424937.872744001,32829069.141174246,0,79254007.013918251,2.5227333952209667E-5,0.10495829544289369,1,0,2,0,0,3,0,0,0,1,10,-5.6800000000000003E-2,1.02,-0.24460000000000001,2.94,-0.20599999999999999,4.3499999999999996,-0.153,134,135,151,166,165,164,149,133,8,8,8,8,8,8,8,8]
[8,1732,153,30,26,0.71550000000000002,1223.8986440000001,0,0,0,1223.8986440000001,1.5583161522885432E-7,46424937.872744001,32829069.141174246,0,79254007.013918251,2.5227333952209667E-5,6.1770940807324192E-3,1,0,2,0,0,3,0,0,0,1,10,-5.6800000000000003E-2,1.02,-0.24460000000000001,2.94,-0.20599999999999999,4.3499999999999996,-0.153,137,138,154,169,168,167,152,136,8,8,8,8,8,8,8,8]
[8,1787,157,29,25,0.68430000000000002,35178.018179999999,0,0,0,35178.018179999999,4.4790043852188478E-6,38674933.924103998,19538327.502805322,0,58213261.42690932,1.8529856619186759E-5,0.24171824301009745,1,0,2,0,0,3,0,0,0,1,10,-5.6800000000000003E-2,1.02,-0.24460000000000001,2.94,-0.20599999999999999,4.3499999999999996,-0.153,142,143,158,174,173,172,156,141,8,8,8,8,8,8,8,8]
[8,1784,160,29,25,0.68430000000000002,177562.717836,0,0,0,177562.717836,2.2607987401944681E-5,38674933.924103998,19538327.502805322,0,58213261.42690932,1.8529856619186759E-5,1.2200843140111088,1,0,2,0,0,3,0,0,0,1,10,-5.6800000000000003E-2,1.02,-0.24460000000000001,2.94,-0.20599999999999999,4.3499999999999996,-0.153,145,146,161,177,176,175,159,144,8,8,8,8,8,8,8,8]
[8,1780,164,30,26,0.71550000000000002,246420.22969199999,0,0,0,246420.22969199999,3.1375198106657628E-5,46424937.872744001,32829069.141174246,0,79254007.013918251,2.5227333952209667E-5,1.2436985281954247,1,0,2,0,0,3,0,0,0,1,10,-5.6800000000000003E-2,1.02,-0.24460000000000001,2.94,-0.20599999999999999,4.3499999999999996,-0.153,149,150,165,181,180,179,163,148,8,8,8,8,8,8,8,8]
[8,1779,165,30,26,0.71550000000000002,238505.82330400002,0,0,0,238505.82330400002,3.0367504588027017E-5,46424937.872744001,32829069.141174246,0,79254007.013918251,2.5227333952209667E-5,1.2037540171924161,1,0,2,0,0,3,0,0,0,1,10,-5.6800000000000003E-2,1.02,-0.24460000000000001,2.94,-0.20599999999999999,4.3499999999999996,-0.153,150,151,166,182,181,180,164,149,8,8,8,8,8,8,8,8]
[8,2084,171,28,24,0.75880000000000003,26934.06076,0,0,0,26934.06076,3.4293511259931612E-6,29042947.973956,17063418.145641122,0,46106366.119597122,1.4676112151877144E-5,0.23366890975649371,1,0,2,0,0,3,0,0,0,1,10,-5.6800000000000003E-2,1.02,-0.24460000000000001,2.94,-0.20599999999999999,4.3499999999999996,-0.153,155,156,172,187,186,185,170,167,8,8,8,8,8,8,8,26]
[8,2083,172,28,24,0.75880000000000003,27574.508991999999,0,0,0,27574.508991999999,3.5108955275269732E-6,29042947.973956,17063418.145641122,0,46106366.119597122,1.4676112151877144E-5,0.23922517702196172,1,0,2,0,0,3,0,0,0,1,10,-5.6800000000000003E-2,1.02,-0.24460000000000001,2.94,-0.20599999999999999,4.3499999999999996,-0.153,156,157,173,188,187,186,171,155,8,8,8,8,8,8,8,8]
[8,1776,175,29,25,0.68430000000000002,172700.28562800001,0,0,0,172700.28562800001,2.1988883304862732E-5,38674933.924103998,19538327.502805322,0,58213261.42690932,1.8529856619186759E-5,1.1866731490029081,1,0,2,0,0,3,0,0,0,1,10,-5.6800000000000003E-2,1.02,-0.24460000000000001,2.94,-0.20599999999999999,4.3499999999999996,-0.153,159,160,176,191,190,189,174,158,8,8,8,8,8,8,8,8]
[8,1772,179,30,26,0.71550000000000002,228558.14922799999,0,0,0,228558.14922799999,2.9100927386857011E-5,46424937.872744001,32829069.141174246,0,79254007.013918251,2.5227333952209667E-5,1.1535474752102395,1,0,2,0,0,3,0,0,0,1,10,-5.6800000000000003E-2,1.02,-0.24460000000000001,2.94,-0.20599999999999999,4.3499999999999996,-0.153,163,164,180,195,194,193,178,162,8,8,8,8,8,8,8,8]
[8,1339,182,30,26,0.71550000000000002,27795.246004000001,0,0,0,27795.246004000001,3.5390006367934815E-6,46424937.872744001,32829069.141174246,0,79254007.013918251,2.5227333952209667E-5,0.14028436946598155,1,0,2,0,0,3,0,0,0,1,10,-5.6800000000000003E-2,1.02,-0.24460000000000001,2.94,-0.20599999999999999,4.3499999999999996,-0.153,166,167,183,198,197,196,181,165,8,8,8,8,8,8,8,8]
[8,2197,186,36,32,0.66610000000000003,26899.862068000002,0,0,0,26899.862068000002,3.4249968132898996E-6,35782527.732004002,11938389.139543682,0,47720916.871547684,1.5190039617968481E-5,0.22547648982023916,1,0,2,0,0,3,0,0,0,1,10,-5.6800000000000003E-2,1.02,-0.24460000000000001,2.94,-0.20599999999999999,4.3499999999999996,-0.153,171,172,187,201,200,185,185,170,8,8,8,8,8,26,8,8]
[8,1574,190,37,33,0.66359999999999997,45269.741291999999,0,0,0,45269.741291999999,5.7639224792904678E-6,45672686.862328,17912296.744412404,0,63584983.6067404,2.0239728894859733E-5,0.28478259314799054,1,0,2,0,0,3,0,0,0,1,10,-5.6800000000000003E-2,1.02,-0.24460000000000001,2.94,-0.20599999999999999,4.3499999999999996,-0.153,175,176,191,205,204,203,189,174,8,8,8,8,8,8,8,8]
[8,1571,193,37,33,0.66359999999999997,11926.016592,0,0,0,11926.016592,1.5184675936102079E-6,45672686.862328,17912296.744412404,0,63584983.6067404,2.0239728894859733E-5,{"$f":"L690/Q690","v":7.5024107363209386E-2},1,0,2,0,0,3,0,0,0,1,10,-5.6800000000000003E-2,1.02,-0.24460000000000001,2.94,-0.20599999999999999,4.3499999999999996,-0.153,178,179,194,208,207,206,192,177,8,8,8,8,8,8,8,8]
[8,1568,196,38,34,0.50570000000000004,236530.58976,0,0,0,236530.58976,3.0116010042196195E-5,53278773.388116002,30702726.560147405,0,83981499.948263407,2.673214169007575E-5,1.1265842591795292,1,0,2,0,0,3,0,0,0,1,10,-5.6800000000000003E-2,1.02,-0.24460000000000001,2.94,-0.20599999999999999,4.3499999999999996,-0.153,181,182,197,211,210,209,195,180,8,8,8,8,8,8,8,8]
[8,1504,197,38,34,0.50570000000000004,67846.059632000004,0,0,0,67846.059632000004,8.6384286077922387E-6,53278773.388116002,30702726.560147405,0,83981499.948263407,2.673214169007575E-5,0.32314764405873386,1,0,2,0,0,3,0,0,0,1,10,-5.6800000000000003E-2,1.02,-0.24460000000000001,2.94,-0.20599999999999999,4.3499999999999996,-0.153,182,183,198,212,211,210,196,181,8,8,8,8,8,8,8,8]
[8,1566,203,37,33,0.66359999999999997,51388.198188000002,0,0,0,51388.198188000002,6.5429486065649439E-6,45672686.862328,17912296.744412404,0,63584983.6067404,2.0239728894859733E-5,0.32327254186821897,1,0,2,0,0,3,0,0,0,1,10,-5.6800000000000003E-2,1.02,-0.24460000000000001,2.94,-0.20599999999999999,4.3499999999999996,-0.153,189,190,204,218,217,216,202,188,8,8,8,8,8,8,8,8]
[8,1564,205,37,33,0.66359999999999997,18422.731748000002,0,0,0,18422.731748000002,2.3456550583601551E-6,45672686.862328,17912296.744412404,0,63584983.6067404,2.0239728894859733E-5,0.11589360067742208,1,0,2,0,0,3,0,0,0,1,10,-5.6800000000000003E-2,1.02,-0.24460000000000001,2.94,-0.20599999999999999,4.3499999999999996,-0.153,191,192,206,220,219,218,204,190,8,8,8,8,8,8,8,8]
[8,1561,208,38,34,0.50570000000000004,16054.731408,0,0,0,16054.731408,2.044151890876724E-6,53278773.388116002,30702726.560147405,0,83981499.948263407,2.673214169007575E-5,7.6467943144099493E-2,1,0,2,0,0,3,0,0,0,1,10,-5.6800000000000003E-2,1.02,-0.24460000000000001,2.94,-0.20599999999999999,4.3499999999999996,-0.153,194,195,209,223,222,221,207,193,8,8,8,8,8,8,8,8]
[8,1495,211,38,34,0.50570000000000004,57998.908984000002,0,0,0,57998.908984000002,7.3846504469924302E-6,53278773.388116002,30702726.560147405,0,83981499.948263407,2.673214169007575E-5,0.27624612096583212,1,0,2,0,0,3,0,0,0,1,10,-5.6800000000000003E-2,1.02,-0.24460000000000001,2.94,-0.20599999999999999,4.3499999999999996,-0.153,197,198,212,226,225,224,210,196,8,8,8,8,8,8,8,8]
[8,2180,215,36,32,0.66610000000000003,41617.735516000001,0,0,0,41617.735516000001,5.2989346621300254E-6,35782527.732004002,11938389.139543682,0,47720916.871547684,1.5190039617968481E-5,0.34884271505532161,1,0,2,0,0,3,0,0,0,1,10,-5.6800000000000003E-2,1.02,-0.24460000000000001,2.94,-0.20599999999999999,4.3499999999999996,-0.153,201,202,216,230,229,228,214,200,8,8,8,8,8,8,8,8]
[8,1556,218,37,33,0.66359999999999997,33373.778096000002,0,0,0,33373.778096000002,{"$f":"K715/(PI()*50000^2)","v":4.2492814029043392E-6},45672686.862328,17912296.744412404,0,63584983.6067404,2.0239728894859733E-5,0.20994754549224845,1,0,2,0,0,3,0,0,0,1,10,-5.6800000000000003E-2,1.02,-0.24460000000000001,2.94,-0.20599999999999999,4.3499999999999996,-0.153,204,205,219,233,232,231,217,203,8,8,8,8,8,8,8,8]
[8,1554,220,37,33,0.66359999999999997,15168.674387999999,0,0,0,15168.674387999999,1.9313356072013043E-6,45672686.862328,17912296.744412404,0,63584983.6067404,2.0239728894859733E-5,9.5422997868899517E-2,1,0,2,0,0,3,0,0,0,1,10,-5.6800000000000003E-2,1.02,-0.24460000000000001,2.94,-0.20599999999999999,4.3499999999999996,-0.153,206,207,221,235,234,233,219,205,8,8,8,8,8,8,8,8]
[8,1551,223,38,34,0.50570000000000004,64426.190432000003,0,0,0,64426.190432000003,8.2029973374660587E-6,53278773.388116002,30702726.560147405,0,83981499.948263407,2.673214169007575E-5,0.30685896523253142,1,0,2,0,0,3,0,0,0,1,10,-5.6800000000000003E-2,1.02,-0.24460000000000001,2.94,-0.20599999999999999,4.3499999999999996,-0.153,209,210,224,238,237,236,222,208,8,8,8,8,8,8,8,8]
[8,1485,226,38,34,0.50570000000000004,40047.704656000002,0,0,0,40047.704656000002,5.0990321243893699E-6,53278773.388116002,30702726.560147405,0,83981499.948263407,2.673214169007575E-5,0.19074536501811132,1,0,2,0,0,3,0,0,0,1,10,-5.6800000000000003E-2,1.02,-0.24460000000000001,2.94,-0.20599999999999999,4.3499999999999996,-0.153,212,213,227,241,240,239,225,211,8,8,8,8,8,8,8,8]
[8,1549,230,37,33,0.66359999999999997,49429.545828000002,0,0,0,49429.545828000002,6.2935652426508585E-6,45672686.862328,17912296.744412404,0,63584983.6067404,2.0239728894859733E-5,0.31095106438156045,1,0,2,0,0,3,0,0,0,1,10,-5.6800000000000003E-2,1.02,-0.24460000000000001,2.94,-0.20599999999999999,4.3499999999999996,-0.153,216,217,231,244,243,2,229,215,8,8,8,8,8,25,8,8]
[8,1546,233,37,33,0.66359999999999997,46810.755080000003,0,0,0,46810.755080000003,5.9601304486768414E-6,45672686.862328,17912296.744412404,0,63584983.6067404,2.0239728894859733E-5,0.29447679263088011,1,0,2,0,0,3,0,0,0,1,10,-5.6800000000000003E-2,1.02,-0.24460000000000001,2.94,-0.20599999999999999,4.3499999999999996,-0.153,219,220,234,247,246,245,232,218,8,8,8,8,8,8,8,8]
[8,1542,237,38,34,0.50570000000000004,149341.54266800001,0,0,0,149341.54266800001,1.901475577966512E-5,53278773.388116002,30702726.560147405,0,83981499.948263407,2.673214169007575E-5,0.71130686048713809,1,0,2,0,0,3,0,0,0,1,10,-5.6800000000000003E-2,1.02,-0.24460000000000001,2.94,-0.20599999999999999,4.3499999999999996,-0.153,223,224,238,251,250,249,236,222,8,8,8,8,8,8,8,8]
[8,1475,241,38,34,0.50570000000000004,2241.568812,0,0,0,2241.568812,2.8540540536834199E-7,53278773.388116002,30702726.560147405,0,83981499.948263407,2.673214169007575E-5,1.0676488576083604E-2,1,0,2,0,0,3,0,0,0,1,10,-5.6800000000000003E-2,1.02,-0.24460000000000001,2.94,-0.20599999999999999,4.3499999999999996,-0.153,227,82,242,255,254,253,240,226,8,5,8,8,8,8,8,8]
[8,1539,244,45,41,0.64349999999999996,61297.528276000005,0,0,0,61297.528276000005,7.804643699552501E-6,50153573.590599999,15937857.262768323,0,66091430.85336832,2.1037555832659544E-5,0.37098623821291349,1,0,2,0,0,3,0,0,0,1,10,-5.6800000000000003E-2,1.02,-0.24460000000000001,2.94,-0.20599999999999999,4.3499999999999996,-0.153,231,232,245,258,257,256,243,230,8,8,8,8,8,8,8,8]
[8,1538,245,45,41,0.64349999999999996,54570.749192000003,0,0,0,54570.749192000003,6.9481635857078834E-6,50153573.590599999,15937857.262768323,0,66091430.85336832,2.1037555832659544E-5,0.33027427905485468,1,0,2,0,0,3,0,0,0,1,10,-5.6800000000000003E-2,1.02,-0.24460000000000001,2.94,-0.20599999999999999,4.3499999999999996,-0.153,232,233,246,259,258,257,244,231,8,8,8,8,8,8,8,8]
[8,1535,248,45,41,0.64349999999999996,33057.699275999999,0,0,0,33057.699275999999,4.2090369976166155E-6,50153573.590599999,15937857.262768323,0,66091430.85336832,2.1037555832659544E-5,0.20007252891433033,1,0,2,0,0,3,0,0,0,1,10,-5.6800000000000003E-2,1.02,-0.24460000000000001,2.94,-0.20599999999999999,4.3499999999999996,-0.153,235,236,249,2,1,260,247,234,8,8,8,10,10,8,8,8]
[8,1532,251,46,42,0.52190000000000003,168311.453488,0,0,0,168311.453488,2.1430079841277466E-5,78323228.947264001,23243206.459770001,0,101566435.40703401,3.2329600494506328E-5,0.66286250103582367,1,0,2,0,0,3,0,0,0,1,10,-5.6800000000000003E-2,1.02,-0.24460000000000001,2.94,-0.20599999999999999,4.3499999999999996,-0.153,238,239,252,263,262,261,250,237,8,8,8,8,8,8,8,8]
[8,1466,254,46,42,0.52190000000000003,6846.9926679999999,0,0,0,6846.9926679999999,8.7178618274093171E-7,78323228.947264001,23243206.459770001,0,101566435.40703401,3.2329600494506328E-5,2.6965572398244503E-2,1,0,2,0,0,3,0,0,0,1,10,-5.6800000000000003E-2,1.02,-0.24460000000000001,2.94,-0.20599999999999999,4.3499999999999996,-0.153,241,242,255,4,3,264,253,240,8,8,8,10,10,8,8,8]
[8,1528,259,45,41,0.64349999999999996,49437.83642,0,0,0,49437.83642,6.2946208336092246E-6,50153573.590599999,15937857.262768323,0,66091430.85336832,2.1037555832659544E-5,0.29920875237023509,1,0,2,0,0,3,0,0,0,1,10,-5.6800000000000003E-2,1.02,-0.24460000000000001,2.94,-0.20599999999999999,4.3499999999999996,-0.153,246,247,260,269,268,267,258,245,8,8,8,8,8,8,8,8]
[8,1523,262,46,42,0.52190000000000003,27335.118148000001,0,0,0,27335.118148000001,3.4804153386041409E-6,78323228.947264001,23243206.459770001,0,101566435.40703401,3.2329600494506328E-5,0.10765414002550255,1,0,2,0,0,3,0,0,0,1,10,-5.6800000000000003E-2,1.02,-0.24460000000000001,2.94,-0.20599999999999999,4.3499999999999996,-0.153,251,252,263,10,9,8,261,250,8,8,8,10,10,10,8,8]
[8,1521,266,45,41,0.64349999999999996,35826.757003999999,0,0,0,{"$f":"SUM(G763:J763)","v":35826.757003999999},4.5616043777110263E-6,50153573.590599999,15937857.262768323,0,66091430.85336832,2.1037555832659544E-5,0.21683148051968135,1,0,2,0,0,3,0,0,0,1,10,-5.6800000000000003E-2,1.02,-0.24460000000000001,2.94,-0.20599999999999999,4.3499999999999996,-0.153,257,258,267,269,13,12,265,256,8,8,8,8,25,25,8,8]
[8,1518,269,45,41,0.64349999999999996,24390.921664000001,0,0,0,24390.921664000001,3.1055485995142379E-6,50153573.590599999,15937857.262768323,0,66091430.85336832,2.1037555832659544E-5,0.14761926833216338,1,0,2,0,0,3,0,0,0,1,10,-5.6800000000000003E-2,1.02,-0.24460000000000001,2.94,-0.20599999999999999,4.3499999999999996,-0.153,260,1,6,15,272,271,268,259,8,10,10,10,8,8,8,8]
[8,1511,270,45,41,0.64349999999999996,52279.436827999998,0,0,0,52279.436827999998,6.6564246345893424E-6,50153573.590599999,15937857.262768323,0,66091430.85336832,2.1037555832659544E-5,0.31640674836644483,1,0,2,0,0,3,0,0,0,1,10,-5.6800000000000003E-2,1.02,-0.24460000000000001,2.94,-0.20599999999999999,4.3499999999999996,-0.153,267,268,271,274,273,19,13,266,8,8,8,8,8,25,25,8]
[8,1420,275,53,48,0.55320000000000003,33283.617908,0,0,0,33283.617908,4.2378018512321035E-6,54589376.079576001,12303547.389947882,0,66892923.469523884,2.1292678856085168E-5,0.1990262418305809,1,0,2,0,0,3,0,0,0,1,10,-5.6800000000000003E-2,1.02,-0.24460000000000001,2.94,-0.20599999999999999,4.3499999999999996,-0.153,274,24,34,46,45,44,26,273,8,10,10,10,10,10,25,8]
[9,481,1,99,91,0.19980000000000001,21413597.010692,0,0,0,{"$f":"SUM(G774:J774)","v":21413597.010692},2.7264638509035726E-3,102568876.640296,2220517.6284970804,9320044.8634469993,{"$f":"SUM(M774:O774)","v":114109439.13224007},{"$f":"P774/(PI()*1000000^2)","v":3.6322162582679526E-5},{"$f":"L774/Q774","v":75.063367845936185},{"$f":"IF(R774<=2,1,0)","v":0},{"$f":"IF(R774>2,1,0)","v":1},{"$f":"IF(R774<=6,2,0)","v":0},{"$f":"T774*U774","v":0},{"$f":"IF(R774>6,1,0)","v":1},{"$f":"IF(R774<=10,3,0)","v":0},{"$f":"W774*X774","v":0},{"$f":"IF(R774>10,4,0)","v":4},{"$f":"IF(Z774=4,AB774,0)","v":4},4,15,-0.1507,1.05,-0.6,1.47,-7.0999999999999994E-2,30.4,-0.374,10,11,15,19,2,18,14,9,11,11,11,11,9,11,11,11]
[10,1525,2,46,42,0.52190000000000003,137915.03424400001,0,0,0,137915.03424400001,1.7559887541296495E-5,78323228.947264001,23243206.459770001,0,101566435.40703401,3.2329600494506328E-5,0.54315201155301607,1,0,2,0,0,3,0,0,0,1,10,-5.6800000000000003E-2,1.02,-0.24460000000000001,2.94,-0.20599999999999999,4.3499999999999996,-0.153,249,250,261,8,7,6,1,248,8,8,8,10,10,10,10,8]
[10,1455,5,47,43,0.83709999999999996,5109.0773200000003,0,0,0,5109.0773200000003,6.5050792809335459E-7,90877754.282460004,27744783.110051043,0,118622537.39251104,3.7758726376242643E-5,1.7228015627737028E-2,1,0,2,0,0,3,0,0,0,1,10,-5.6800000000000003E-2,1.02,-0.24460000000000001,2.94,-0.20599999999999999,4.3499999999999996,-0.153,101,102,110,117,14,13,4,255,5,5,5,5,10,10,10,8]
[10,1515,8,46,42,0.52190000000000003,25765.087287999999,0,0,0,25765.087287999999,3.2805128008634849E-6,78323228.947264001,23243206.459770001,0,101566435.40703401,3.2329600494506328E-5,0.10147087346226047,1,0,2,0,0,3,0,0,0,1,10,-5.6800000000000003E-2,1.02,-0.24460000000000001,2.94,-0.20599999999999999,4.3499999999999996,-0.153,261,262,9,18,17,16,7,2,8,8,10,10,10,10,10,10]
[10,1447,13,47,43,0.83709999999999996,18447.603524000002,0,0,0,18447.603524000002,2.3488218312352549E-6,90877754.282460004,27744783.110051043,0,118622537.39251104,3.7758726376242643E-5,6.2206066164167725E-2,1,0,2,0,0,3,0,0,0,1,10,-5.6800000000000003E-2,1.02,-0.24460000000000001,2.94,-0.20599999999999999,4.3499999999999996,-0.153,4,5,14,23,22,21,12,3,10,10,10,10,10,10,10,10]
[10,1507,16,46,42,0.52190000000000003,15236.035448000001,0,0,0,15236.035448000001,1.9399122837380321E-6,78323228.947264001,23243206.459770001,0,101566435.40703401,3.2329600494506328E-5,6.0004214529891131E-2,1,0,2,0,0,3,0,0,0,1,10,-5.6800000000000003E-2,1.02,-0.24460000000000001,2.94,-0.20599999999999999,4.3499999999999996,-0.153,7,8,17,27,26,25,15,6,10,10,10,10,10,10,10,10]
[10,1506,17,46,42,0.52190000000000003,25073.859179999999,0,0,0,25073.859179999999,3.192502904709678E-6,78323228.947264001,23243206.459770001,0,101566435.40703401,3.2329600494506328E-5,9.8748603628806678E-2,1,0,2,0,0,3,0,0,0,1,10,-5.6800000000000003E-2,1.02,-0.24460000000000001,2.94,-0.20599999999999999,4.3499999999999996,-0.153,8,9,18,28,27,26,16,7,10,10,10,10,10,10,10,10]
[10,1440,20,46,42,0.52190000000000003,4431.3214239999998,0,0,0,4431.3214239999998,5.642133672468933E-7,78323228.947264001,23243206.459770001,0,101566435.40703401,3.2329600494506328E-5,1.7451912755394809E-2,1,0,2,0,0,3,0,0,0,1,10,-5.6800000000000003E-2,1.02,-0.24460000000000001,2.94,-0.20599999999999999,4.3499999999999996,-0.153,11,12,21,31,30,29,19,10,10,10,10,10,10,10,10,10]
[10,1437,23,47,43,0.83709999999999996,173295.13560400001,0,0,0,173295.13560400001,2.2064621956125529E-5,90877754.282460004,27744783.110051043,0,118622537.39251104,3.7758726376242643E-5,0.58435821527095622,1,0,2,0,0,3,0,0,0,1,10,-5.6800000000000003E-2,1.02,-0.24460000000000001,2.94,-0.20599999999999999,4.3499999999999996,-0.153,14,117,124,131,33,32,22,13,10,5,5,5,10,10,10,10]
[10,1425,27,54,49,0.63590000000000002,22464.395348000002,0,0,0,22464.395348000002,2.860255650563823E-6,88534527.267680004,11798741.766865682,0,100333269.03454569,3.1937071446833892E-5,8.9559108615369837E-2,1,0,2,0,0,3,0,0,0,1,10,-5.6800000000000003E-2,1.02,-0.24460000000000001,2.94,-0.20599999999999999,4.3499999999999996,-0.153,17,18,28,38,37,36,26,16,10,10,10,10,10,10,10,10]
[10,1360,30,54,49,0.63590000000000002,4042.699924,0,0,0,4042.699924,5.1473254107346371E-7,88534527.267680004,11798741.766865682,0,100333269.03454569,3.1937071446833892E-5,1.6117086437632405E-2,1,0,2,0,0,3,0,0,0,1,10,-5.6800000000000003E-2,1.02,-0.24460000000000001,2.94,-0.20599999999999999,4.3499999999999996,-0.153,20,21,31,41,40,39,29,19,10,10,10,10,10,10,10,10]
[10,1418,35,53,48,0.55320000000000003,12516.721272000001,0,0,0,12516.721272000001,1.5936784493938209E-6,54589376.079576001,12303547.389947882,0,66892923.469523884,2.1292678856085168E-5,7.4846310328790244E-2,1,0,2,0,0,3,0,0,0,1,10,-5.6800000000000003E-2,1.02,-0.24460000000000001,2.94,-0.20599999999999999,4.3499999999999996,-0.153,25,26,36,48,47,46,34,24,10,10,10,10,10,10,10,10]
[10,1415,38,54,49,0.63590000000000002,19366.822912,0,0,0,19366.822912,2.46586047874414E-6,88534527.267680004,11798741.766865682,0,100333269.03454569,3.1937071446833892E-5,7.7209974710708645E-2,1,0,2,0,0,3,0,0,0,1,10,-5.6800000000000003E-2,1.02,-0.24460000000000001,2.94,-0.20599999999999999,4.3499999999999996,-0.153,28,29,39,51,50,49,37,27,10,10,10,10,10,10,10,10]
[10,1350,41,54,49,0.63590000000000002,33184.130804,0,0,0,33184.130804,4.2251347597317052E-6,88534527.267680004,11798741.766865682,0,100333269.03454569,3.1937071446833892E-5,0.1322956228709119,1,0,2,0,0,3,0,0,0,1,10,-5.6800000000000003E-2,1.02,-0.24460000000000001,2.94,-0.20599999999999999,4.3499999999999996,-0.153,31,32,42,54,53,52,40,30,10,10,10,10,10,10,10,10]
[10,1349,42,55,50,0.68149999999999999,1159657.9555639999,0,0,0,1159657.9555639999,1.476522367390817E-4,94938160.838323995,20830027.461475324,0,115768188.29979932,3.6850158841412775E-5,4.0068276876230948,0,1,2,2,0,3,0,0,0,2,10,-0.10340000000000001,1.0349999999999999,-0.42880000000000001,1.52,-7.5999999999999998E-2,4.3499999999999996,-0.153,32,33,43,55,54,53,41,31,10,10,10,10,10,10,10,10]
[10,1411,45,53,48,0.55320000000000003,39734.734808000001,0,0,0,39734.734808000001,5.0591835657110344E-6,54589376.079576001,12303547.389947882,0,66892923.469523884,2.1292678856085168E-5,0.23760202273774425,1,0,2,0,0,3,0,0,0,1,10,-5.6800000000000003E-2,1.02,-0.24460000000000001,2.94,-0.20599999999999999,4.3499999999999996,-0.153,275,34,46,57,56,34,44,26,8,10,10,10,10,25,10,25]
[10,1343,51,54,49,0.63590000000000002,30556.013139999999,0,0,0,30556.013139999999,3.8905124259295254E-6,88534527.267680004,11798741.766865682,0,100333269.03454569,3.1937071446833892E-5,0.12181807065203577,1,0,2,0,0,3,0,0,0,1,10,-5.6800000000000003E-2,1.02,-0.24460000000000001,2.94,-0.20599999999999999,4.3499999999999996,-0.153,39,40,52,63,62,61,50,38,10,10,10,10,10,10,10,10]
[10,1329,53,54,49,0.63590000000000002,45258.341727999999,0,0,0,45258.341727999999,5.7624710417227137E-6,88534527.267680004,11798741.766865682,0,100333269.03454569,3.1937071446833892E-5,0.18043204278499936,1,0,2,0,0,3,0,0,0,1,10,-5.6800000000000003E-2,1.02,-0.24460000000000001,2.94,-0.20599999999999999,4.3499999999999996,-0.153,41,42,54,65,64,63,52,40,10,10,10,10,10,10,10,10]
[10,1402,56,53,48,0.55320000000000003,41016.667595999999,0,0,0,41016.667595999999,5.2224043176484542E-6,54589376.079576001,12303547.389947882,0,66892923.469523884,2.1292678856085168E-5,0.24526760361841271,1,0,2,0,0,3,0,0,0,1,10,-5.6800000000000003E-2,1.02,-0.24460000000000001,2.94,-0.20599999999999999,4.3499999999999996,-0.153,45,46,57,68,67,37,34,44,10,10,10,10,10,25,25,10]
[10,1398,60,54,49,0.63590000000000002,53724.072484000004,0,0,0,53724.072484000004,6.8403613590847049E-6,88534527.267680004,11798741.766865682,0,100333269.03454569,3.1937071446833892E-5,0.2141824860326331,1,0,2,0,0,3,0,0,0,1,10,-5.6800000000000003E-2,1.02,-0.24460000000000001,2.94,-0.20599999999999999,4.3499999999999996,-0.153,49,50,61,72,71,70,59,48,10,10,10,10,10,10,10,10]
[10,1321,63,54,49,0.63590000000000002,45696.70678,0,0,0,45696.70678,5.8182854136463431E-6,88534527.267680004,11798741.766865682,0,100333269.03454569,3.1937071446833892E-5,0.18217967866377879,1,0,2,0,0,3,0,0,0,1,10,-5.6800000000000003E-2,1.02,-0.24460000000000001,2.94,-0.20599999999999999,4.3499999999999996,-0.153,52,53,64,75,74,73,62,51,10,10,10,10,10,10,10,10]
[10,1320,64,54,49,0.63590000000000002,51606.862551999999,0,0,0,51606.862551999999,6.5707898180918598E-6,88534527.267680004,11798741.766865682,0,100333269.03454569,3.1937071446833892E-5,0.20574177657554948,1,0,2,0,0,3,0,0,0,1,10,-5.6800000000000003E-2,1.02,-0.24460000000000001,2.94,-0.20599999999999999,4.3499999999999996,-0.153,53,54,65,76,75,74,63,52,10,10,10,10,10,10,10,10]
[10,1392,68,61,56,0.59919999999999995,39812.459108000003,0,0,0,{"$f":"SUM(G844:J844)","v":39812.459108000003},5.069079730945721E-6,77641171.270339996,6862497.2462217612,0,84503668.516561761,2.6898353107619552E-5,0.18845316330945899,1,0,2,0,0,3,0,0,0,1,10,-5.6800000000000003E-2,1.02,-0.24460000000000001,2.94,-0.20599999999999999,4.3499999999999996,-0.153,57,58,69,80,79,41,67,56,10,10,10,10,10,25,10,10]
[10,1389,71,62,57,0.626,62448.884239999999,0,0,0,62448.884239999999,7.9512388938956481E-6,92927904.724744007,10027851.969334321,0,102955756.69407833,3.2771835195258122E-5,0.24262415719233638,1,0,2,0,0,3,0,0,0,1,10,-5.6800000000000003E-2,1.02,-0.24460000000000001,2.94,-0.20599999999999999,4.3499999999999996,-0.153,60,61,72,83,82,81,70,59,10,10,10,10,10,10,10,10]
[10,1311,75,62,57,0.626,89648.243944000002,0,0,0,89648.243944000002,1.1414368930556538E-5,92927904.724744007,10027851.969334321,0,102955756.69407833,3.2771835195258122E-5,0.34829813046930386,1,0,2,0,0,3,0,0,0,1,10,-5.6800000000000003E-2,1.02,-0.24460000000000001,2.94,-0.20599999999999999,4.3499999999999996,-0.153,64,65,76,87,86,85,74,63,10,10,10,10,10,10,10,10]
[10,1308,78,63,58,0.51319999999999999,28646.068008000002,0,0,0,28646.068008000002,3.6473306588958435E-6,96317281.127368003,16261494.510119762,0,112578775.63748777,3.5834937259879242E-5,0.10178141606457872,1,0,2,0,0,3,0,0,0,1,10,-5.6800000000000003E-2,1.02,-0.24460000000000001,2.94,-0.20599999999999999,4.3499999999999996,-0.153,155,156,163,90,89,88,77,66,5,5,5,10,10,10,10,10]
[10,1381,81,62,57,0.626,18144.996916,0,0,0,18144.996916,2.3102927612548773E-6,92927904.724744007,10027851.969334321,0,102955756.69407833,3.2771835195258122E-5,7.0496288886170225E-2,1,0,2,0,0,3,0,0,0,1,10,-5.6800000000000003E-2,1.02,-0.24460000000000001,2.94,-0.20599999999999999,4.3499999999999996,-0.153,70,71,82,95,94,93,80,69,10,10,10,10,10,10,10,10]
[10,1303,85,62,57,0.626,90560.209063999995,0,0,0,90560.209063999995,1.1530483935976851E-5,92927904.724744007,10027851.969334321,0,102955756.69407833,3.2771835195258122E-5,0.35184126452720715,1,0,2,0,0,3,0,0,0,1,10,-5.6800000000000003E-2,1.02,-0.24460000000000001,2.94,-0.20599999999999999,4.3499999999999996,-0.153,74,75,86,99,98,97,84,73,10,10,10,10,10,10,10,10]
[10,1299,89,63,58,0.51319999999999999,60945.178116000003,0,0,0,60945.178116000003,7.7597810838219242E-6,96317281.127368003,16261494.510119762,0,112578775.63748777,3.5834937259879242E-5,0.21654233765074196,1,0,2,0,0,3,0,0,0,1,10,-5.6800000000000003E-2,1.02,-0.24460000000000001,2.94,-0.20599999999999999,4.3499999999999996,-0.153,78,163,90,10,9,101,88,77,10,5,10,32,32,10,10,10]
[10,1374,92,61,56,0.59919999999999995,39636.284028000002,0,0,0,39636.284028000002,5.0466484230804327E-6,77641171.270339996,6862497.2462217612,0,84503668.516561761,2.6898353107619552E-5,0.18761923463822988,1,0,2,0,0,3,0,0,0,1,10,-5.6800000000000003E-2,1.02,-0.24460000000000001,2.94,-0.20599999999999999,4.3499999999999996,-0.153,79,80,93,48,47,46,44,41,10,10,10,25,25,25,25,25]
[10,1373,93,61,56,0.59919999999999995,27041.838456000001,0,0,0,27041.838456000001,3.4430738084519259E-6,77641171.270339996,6862497.2462217612,0,84503668.516561761,2.6898353107619552E-5,0.12800314557089368,1,0,2,0,0,3,0,0,0,1,10,-5.6800000000000003E-2,1.02,-0.24460000000000001,2.94,-0.20599999999999999,4.3499999999999996,-0.153,80,81,94,102,48,47,92,79,10,10,10,10,25,25,10,10]
[10,1370,96,62,57,0.626,34834.994936000003,0,0,0,34834.994936000003,4.4353293093164346E-6,92927904.724744007,10027851.969334321,0,102955756.69407833,3.2771835195258122E-5,0.13533966843450373,1,0,2,0,0,3,0,0,0,1,10,-5.6800000000000003E-2,1.02,-0.24460000000000001,2.94,-0.20599999999999999,4.3499999999999996,-0.153,83,84,97,105,104,103,95,82,10,10,10,10,10,10,10,10]
[10,1292,100,63,58,0.51319999999999999,125704.028552,0,0,0,125704.028552,1.600513400849244E-5,96317281.127368003,16261494.510119762,0,112578775.63748777,3.5834937259879242E-5,0.44663491085309565,1,0,2,0,0,3,0,0,0,1,10,-5.6800000000000003E-2,1.02,-0.24460000000000001,2.94,-0.20599999999999999,4.3499999999999996,-0.153,87,88,101,16,108,107,99,86,10,10,10,32,10,10,10,10]
[10,1364,102,62,57,0.626,27368.280515999999,0,0,0,27368.280515999999,3.4846377024376063E-6,92927904.724744007,10027851.969334321,0,102955756.69407833,3.2771835195258122E-5,0.10633025833542002,1,0,2,0,0,3,0,0,0,1,10,-5.6800000000000003E-2,1.02,-0.24460000000000001,2.94,-0.20599999999999999,4.3499999999999996,-0.153,94,95,103,110,109,51,48,93,10,10,10,10,10,25,25,10]
[10,1284,107,62,57,0.626,159110.96901600002,0,0,0,159110.96901600002,2.0258637775230246E-5,92927904.724744007,10027851.969334321,0,102955756.69407833,3.2771835195258122E-5,0.61817220959787877,1,0,2,0,0,3,0,0,0,1,10,-5.6800000000000003E-2,1.02,-0.24460000000000001,2.94,-0.20599999999999999,4.3499999999999996,-0.153,99,100,108,115,114,113,106,98,10,10,10,10,10,10,10,10]
[10,1666,111,70,65,0.5655,50357.055808000005,0,0,0,50357.055808000005,6.4116594811181109E-6,95620724.241360009,6712349.0437238412,0,102333073.28508385,3.2573628910212551E-5,0.19683589749215552,1,0,2,0,0,3,0,0,0,1,10,-5.6800000000000003E-2,1.02,-0.24460000000000001,2.94,-0.20599999999999999,4.3499999999999996,-0.153,104,105,112,119,118,117,110,103,10,10,10,10,10,10,10,10]
[10,1635,114,70,65,0.5655,126280.224696,0,0,0,126280.224696,1.607849758009891E-5,95620724.241360009,6712349.0437238412,0,102333073.28508385,3.2573628910212551E-5,0.49360473849623632,1,0,2,0,0,3,0,0,0,1,10,-5.6800000000000003E-2,1.02,-0.24460000000000001,2.94,-0.20599999999999999,4.3499999999999996,-0.153,107,108,115,31,121,120,113,106,10,10,10,32,10,10,10,10]
[10,1661,117,70,65,0.5655,60722.368456000004,0,0,0,60722.368456000004,7.7314120768158253E-6,95620724.241360009,6712349.0437238412,0,102333073.28508385,3.2573628910212551E-5,0.23735188050821862,1,0,2,0,0,3,0,0,0,1,10,-5.6800000000000003E-2,1.02,-0.24460000000000001,2.94,-0.20599999999999999,4.3499999999999996,-0.153,110,111,118,123,122,56,116,109,10,10,10,10,10,25,10,10]
[10,1628,119,70,65,0.5655,579972.50865600002,0,0,0,579972.50865600002,7.3844393288007568E-5,95620724.241360009,6712349.0437238412,0,102333073.28508385,3.2573628910212551E-5,2.2669992800481533,0,1,2,2,0,3,0,0,0,2,10,-0.10340000000000001,1.0349999999999999,-0.42880000000000001,1.52,-7.5999999999999998E-2,4.3499999999999996,-0.153,112,113,120,125,124,123,118,111,10,10,10,10,10,10,10,10]
[10,1656,122,70,65,0.5655,62497.591467999999,0,0,0,62497.591467999999,7.957440490776052E-6,95620724.241360009,6712349.0437238412,0,102333073.28508385,3.2573628910212551E-5,0.24429088059885212,1,0,2,0,0,3,0,0,0,1,10,-5.6800000000000003E-2,1.02,-0.24460000000000001,2.94,-0.20599999999999999,4.3499999999999996,-0.153,117,118,123,128,127,58,56,116,10,10,10,10,10,25,25,10]
[10,1617,126,70,65,0.5655,58276.643816000003,0,0,0,58276.643816000003,7.4200127440977084E-6,95620724.241360009,6712349.0437238412,0,{"$f":"SUM(M902:O902)","v":102333073.28508385},{"$f":"P902/(PI()*1000000^2)","v":3.2573628910212551E-5},0.2277920204884317,{"$f":"IF(R902<=2,1,0)","v":1},{"$f":"IF(R902>2,1,0)","v":0},{"$f":"IF(R902<=6,2,0)","v":2},{"$f":"T902*U902","v":0},{"$f":"IF(R902>6,1,0)","v":0},{"$f":"IF(R902<=10,3,0)","v":3},{"$f":"W902*X902","v":0},{"$f":"IF(R902>10,4,0)","v":0},{"$f":"IF(Z902=4,AB902,0)","v":0},1,10,-5.6800000000000003E-2,1.02,-0.24460000000000001,2.94,-0.20599999999999999,4.3499999999999996,-0.153,121,31,38,44,43,130,125,120,10,32,32,32,32,10,10,10]
[10,1610,129,70,65,0.5655,26588.964867999999,0,0,0,26588.964867999999,3.3854121523511556E-6,95620724.241360009,6712349.0437238412,0,102333073.28508385,3.2573628910212551E-5,{"$f":"L905/Q905","v":0.10393107141003115},1,0,2,0,0,3,0,0,0,1,10,-5.6800000000000003E-2,1.02,-0.24460000000000001,2.94,-0.20599999999999999,4.3499999999999996,-0.153,124,125,130,132,131,2,128,123,10,10,10,10,10,18,10,10]
[10,1600,132,75,69,0.4572,35008.061044000002,0,0,0,{"$f":"SUM(G908:J908)","v":35008.061044000002},4.4573647705723349E-6,96489939.96003601,3948781.0724683204,0,100438721.03250434,3.1970637860301959E-5,0.13942057678201844,1,0,2,0,0,3,0,0,0,1,10,-5.6800000000000003E-2,1.02,-0.24460000000000001,2.94,-0.20599999999999999,4.3499999999999996,-0.153,130,44,133,54,135,134,131,43,10,32,10,32,10,10,10,32]
[11,"ESTADO DE MEXICO",null,null,0,null,null,null,null,null,null,null,null,null,null,null,null,null,null,null,null,null,null,null,null,null,null,0]
[11,1074,4,99,91,0.19980000000000001,4796769.6830360005,0,0,0,4796769.6830360005,6.1074368474281883E-4,102568876.640296,2220517.6284970804,9320044.8634469993,114109439.13224007,3.6322162582679526E-5,16.814628901916105,0,1,0,0,1,0,0,4,6,6,15,-0.10340000000000001,1.0349999999999999,-0.42880000000000001,1.5,-7.3999999999999996E-2,3.93,-0.14099999999999999,2,17,5,10,9,8,3,1,11,14,11,11,11,11,11,11]
[11,499,5,99,91,0.19980000000000001,10540134.288856,0,0,0,10540134.288856,1.3420115783390491E-3,102568876.640296,2220517.6284970804,9320044.8634469993,114109439.13224007,3.6322162582679526E-5,36.947458050831933,0,1,0,0,1,0,0,4,4,4,15,-0.1507,1.05,-0.6,1.47,-7.0999999999999994E-2,30.4,-0.374,17,18,6,11,10,9,4,2,14,14,11,11,11,11,11,11]
[11,492,8,99,91,0.19980000000000001,2923071.01926,0,0,0,2923071.01926,3.7217696137911504E-4,102568876.640296,2220517.6284970804,9320044.8634469993,114109439.13224007,3.6322162582679526E-5,10.246552928447883,0,1,0,0,1,0,0,4,6,6,15,-0.10340000000000001,1.0349999999999999,-0.42880000000000001,1.5,-7.3999999999999996E-2,3.93,-0.14099999999999999,3,4,9,14,13,12,7,15,11,11,11,11,11,11,11,16]
[11,427,11,99,91,0.19980000000000001,18647786.085783999,0,0,0,18647786.085783999,2.3743098666182323E-3,102568876.640296,2220517.6284970804,9320044.8634469993,114109439.13224007,3.6322162582679526E-5,65.368075516253498,0,1,0,0,1,0,0,4,4,4,15,-0.1507,1.05,-0.6,1.47,-7.0999999999999994E-2,30.4,-0.374,6,21,22,12,15,1,10,5,11,14,14,21,11,9,11,11]
[11,418,15,99,91,0.19980000000000001,20035450.866208002,0,0,0,20035450.866208002,2.5509928339454398E-3,102568876.640296,2220517.6284970804,9320044.8634469993,114109439.13224007,3.6322162582679526E-5,70.232405026508474,0,1,0,0,1,0,0,4,4,4,15,-0.1507,1.05,-0.6,1.47,-7.0999999999999994E-2,30.4,-0.374,11,1,3,14,19,2,1,10,11,29,29,21,11,9,9,11]
[11,473,18,99,91,0.19980000000000001,10388662.064044001,0,0,0,10388662.064044001,1.3227255356830839E-3,102568876.640296,2220517.6284970804,9320044.8634469993,114109439.13224007,3.6322162582679526E-5,36.416486289113045,0,1,0,0,1,0,0,4,4,4,15,-0.1507,1.05,-0.6,1.47,-7.0999999999999994E-2,30.4,-0.374,14,1,2,1,23,22,17,13,11,9,9,17,11,11,11,11]
[11,466,21,105,97,0.43659999999999999,492409.34860000003,0,0,0,492409.34860000003,6.2695505483480209E-5,100666388.89580001,1385028.6584270401,0,102051417.55422705,3.2483975106580517E-5,1.9300441303065621,1,0,2,0,0,3,0,0,0,1,10,-5.6800000000000003E-2,1.02,-0.24460000000000001,2.94,-0.20599999999999999,4.3499999999999996,-0.153,16,17,22,2,24,1,20,37,11,11,11,13,11,13,11,16]
[12,501,1,82,75,0.41299999999999998,206745.60167599999,0,0,0,206745.60167599999,2.6323667575394753E-5,102087444.035504,6131913.5850508809,0,108219357.62055488,3.4447291407081764E-5,{"$f":"L938/Q938","v":0.76417234854009641},1,0,2,0,0,3,0,0,0,1,10,-5.6800000000000003E-2,1.02,-0.24460000000000001,2.94,-0.20599999999999999,4.3499999999999996,-0.153,73,54,2,5,4,17,14,10,32,24,12,12,12,15,15,15]
[12,852,4,82,75,0.41299999999999998,2016503.0746520001,0,0,0,2016503.0746520001,2.5674914567269685E-4,102087444.035504,6131913.5850508809,0,108219357.62055488,3.4447291407081764E-5,7.4533914042342877,0,1,0,0,1,3,3,0,0,3,10,-0.10340000000000001,1.0349999999999999,-0.42880000000000001,1.38,-5.6000000000000001E-2,4.3499999999999996,-0.153,1,2,5,12,11,10,17,14,12,12,12,12,12,12,15,15]
[12,851,5,82,75,0.41299999999999998,510770.937232,0,0,0,510770.937232,6.5033375558522404E-5,102087444.035504,6131913.5850508809,0,108219357.62055488,3.4447291407081764E-5,1.8879096991977915,1,0,2,0,0,3,0,0,0,1,10,-5.6800000000000003E-2,1.02,-0.24460000000000001,2.94,-0.20599999999999999,4.3499999999999996,-0.153,2,3,6,13,13,11,4,1,12,12,12,12,12,12,12,12]
[12,848,8,82,75,0.41299999999999998,283904.06877200003,0,0,0,283904.06877200003,3.6147788727172168E-5,102087444.035504,6131913.5850508809,0,108219357.62055488,3.4447291407081764E-5,1.0493651968160496,1,0,2,0,0,3,0,0,0,1,10,-5.6800000000000003E-2,1.02,-0.24460000000000001,2.94,-0.20599999999999999,4.3499999999999996,-0.153,65,66,9,3,15,14,7,64,24,24,12,22,12,12,12,24]
[12,843,11,82,75,0.41299999999999998,2264861.2302239998,0,0,0,2264861.2302239998,2.883710881658726E-4,102087444.035504,6131913.5850508809,0,108219357.62055488,3.4447291407081764E-5,8.3713719246613536,0,1,0,0,1,3,3,0,0,3,10,-0.10340000000000001,1.0349999999999999,-0.42880000000000001,1.38,-5.6000000000000001E-2,4.3499999999999996,-0.153,4,5,12,18,17,16,10,17,12,12,12,12,12,12,12,15]
[12,834,17,90,82,0.18390000000000001,3056064.5508280001,0,0,0,3056064.5508280001,3.8911022373775127E-4,102817973.69488001,2811986.1983228405,0,105629959.89320286,3.3623060511203775E-5,11.572718777581034,0,1,0,0,1,0,0,4,5,5,15,-0.10340000000000001,1.0349999999999999,-0.42880000000000001,1.4,-0.06,11.9,-0.248,11,12,18,23,22,21,16,10,12,12,12,12,12,12,12,12]
[12,832,19,90,82,0.18390000000000001,1631826.8601200001,0,0,0,1631826.8601200001,2.077706488465799E-4,102817973.69488001,2811986.1983228405,0,105629959.89320286,3.3623060511203775E-5,6.179409181902022,0,1,0,0,1,3,3,0,0,3,10,-0.10340000000000001,1.0349999999999999,-0.42880000000000001,1.38,-5.6000000000000001E-2,4.3499999999999996,-0.153,13,14,20,8,24,23,18,12,12,12,12,22,12,12,12,12]
[12,824,23,90,82,0.18390000000000001,2399412.3567639999,0,0,0,2399412.3567639999,3.055026696758119E-4,102817973.69488001,2811986.1983228405,0,105629959.89320286,3.3623060511203775E-5,9.0861053405299987,0,1,0,0,1,3,3,0,0,3,10,-0.10340000000000001,1.0349999999999999,-0.42880000000000001,1.38,-5.6000000000000001E-2,4.3499999999999996,-0.153,18,19,24,28,27,26,22,17,12,12,12,12,12,12,12,12]
[12,816,26,90,82,0.18390000000000001,1625541.5550599999,0,0,0,1625541.5550599999,2.0697037895126829E-4,102817973.69488001,2811986.1983228405,0,105629959.89320286,3.3623060511203775E-5,6.1556079608607384,0,1,0,0,1,3,3,0,0,3,10,-0.10340000000000001,1.0349999999999999,-0.42880000000000001,1.38,-5.6000000000000001E-2,4.3499999999999996,-0.153,22,23,27,30,6,5,25,21,12,12,12,12,16,16,12,12]
[12,813,29,90,82,0.18390000000000001,2376266.0602239999,0,0,0,2376266.0602239999,3.0255559166892244E-4,102817973.69488001,2811986.1983228405,0,{"$f":"SUM(M966:O966)","v":105629959.89320286},{"$f":"P966/(PI()*1000000^2)","v":3.3623060511203775E-5},8.9984548422683233,{"$f":"IF(R966<=2,1,0)","v":0},{"$f":"IF(R966>2,1,0)","v":1},{"$f":"IF(R966<=6,2,0)","v":0},{"$f":"T966*U966","v":0},{"$f":"IF(R966>6,1,0)","v":1},{"$f":"IF(R966<=10,3,0)","v":3},{"$f":"W966*X966","v":3},{"$f":"IF(R966>10,4,0)","v":0},{"$f":"IF(Z966=4,AB966,0)","v":0},3,10,-0.10340000000000001,1.0349999999999999,-0.42880000000000001,1.38,-5.6000000000000001E-2,4.3499999999999996,-0.153,8,9,11,13,32,31,28,24,22,22,22,22,12,12,12,12]
[12,806,30,90,82,0.18390000000000001,2020852.52648,0,0,0,2020852.52648,2.5730293507922986E-4,102817973.69488001,2811986.1983228405,0,105629959.89320286,3.3623060511203775E-5,7.6525732984209505,0,1,0,0,1,3,3,0,0,3,10,-0.10340000000000001,1.0349999999999999,-0.42880000000000001,1.38,-5.6000000000000001E-2,4.3499999999999996,-0.153,27,28,31,13,12,11,6,26,12,12,12,16,16,16,16,12]
[13,458,1,105,97,0.43659999999999999,377438.52771599998,0,0,0,377438.52771599998,{"$f":"K971/(PI()*50000^2)","v":4.8056965919462994E-5},100666388.89580001,1385028.6584270401,0,102051417.55422705,3.2483975106580517E-5,{"$f":"L971/Q971","v":1.4794053302216619},1,0,2,0,0,3,0,0,0,1,10,-5.6800000000000003E-2,1.02,-0.24460000000000001,2.94,-0.20599999999999999,4.3499999999999996,-0.153,20,21,24,9,8,7,55,46,11,11,11,13,13,13,16,16]
[13,453,4,105,97,0.43659999999999999,64693.562023999999,0,0,0,64693.562023999999,8.2370401458733769E-6,100666388.89580001,1385028.6584270401,0,102051417.55422705,3.2483975106580517E-5,0.2535724189803587,1,0,2,0,0,3,0,0,0,1,10,-5.6800000000000003E-2,1.02,-0.24460000000000001,2.94,-0.20599999999999999,4.3499999999999996,-0.153,52,53,5,15,14,13,60,51,16,16,13,13,13,13,16,16]
[13,449,8,105,97,0.43659999999999999,306805.79284800001,0,0,0,306805.79284800001,3.9063726800789822E-5,100666388.89580001,1385028.6584270401,0,102051417.55422705,3.2483975106580517E-5,1.2025537722098671,1,0,2,0,0,3,0,0,0,1,10,-5.6800000000000003E-2,1.02,-0.24460000000000001,2.94,-0.20599999999999999,4.3499999999999996,-0.153,1,24,9,19,18,17,7,55,13,11,13,13,13,13,13,16]
[13,446,11,106,98,0.20119999999999999,757476.15602400003,0,0,0,757476.15602400003,9.6444859604373888E-5,100298058.61972,1424680.5586384803,13090348.368022367,114813087.54638085,3.6546140829298085E-5,2.638988889547992,0,1,2,2,0,3,0,0,0,2,10,-0.10340000000000001,1.0349999999999999,-0.42880000000000001,1.52,-7.5999999999999998E-2,4.3499999999999996,-0.153,3,3,12,22,21,20,10,2,13,17,13,13,13,13,13,13]
[13,443,15,105,97,0.43659999999999999,68724.862384000007,0,0,0,68724.862384000007,8.750321249379089E-6,100666388.89580001,1385028.6584270401,0,102051417.55422705,3.2483975106580517E-5,0.26937347478777229,1,0,2,0,0,3,0,0,0,1,10,-5.6800000000000003E-2,1.02,-0.24460000000000001,2.94,-0.20599999999999999,4.3499999999999996,-0.153,5,6,16,25,24,23,14,4,13,13,13,13,13,13,13,13]
[13,440,18,105,97,0.43659999999999999,241006.47311600001,0,0,0,241006.47311600001,3.0685897210844311E-5,100666388.89580001,1385028.6584270401,0,102051417.55422705,3.2483975106580517E-5,0.94464723329467282,1,0,2,0,0,3,0,0,0,1,10,-5.6800000000000003E-2,1.02,-0.24460000000000001,2.94,-0.20599999999999999,4.3499999999999996,-0.153,8,9,19,28,27,26,17,7,13,13,13,13,13,13,13,13]
[13,436,22,106,98,0.20119999999999999,335763.79438000004,0,0,0,335763.79438000004,4.2750774069494208E-5,100298058.61972,1424680.5586384803,13090348.368022367,114813087.54638085,3.6546140829298085E-5,1.1697753333020058,1,0,2,0,0,3,0,0,0,1,10,-5.6800000000000003E-2,1.02,-0.24460000000000001,2.94,-0.20599999999999999,4.3499999999999996,-0.153,12,26,33,32,31,30,21,11,13,21,21,13,13,13,13,13]
[13,724,23,113,105,0.4647,295938.89938399999,0,0,0,295938.89938399999,3.7680110952110928E-5,99713326.274931997,967147.02427464013,2246604.0897659999,102927077.38897264,3.2762706288914096E-5,1.1500915284541293,1,0,2,0,0,3,0,0,0,1,10,-5.6800000000000003E-2,1.02,-0.24460000000000001,2.94,-0.20599999999999999,4.3499999999999996,-0.153,14,15,24,34,0,0,0,13,13,13,13,13,0,0,0,13]
[13,721,26,113,105,0.4647,61540.028092,0,0,0,61540.028092,7.835519735084721E-6,99713326.274931997,967147.02427464013,2246604.0897659999,102927077.38897264,3.2762706288914096E-5,0.23915972221550033,1,0,2,0,0,3,0,0,0,1,10,-5.6800000000000003E-2,1.02,-0.24460000000000001,2.94,-0.20599999999999999,4.3499999999999996,-0.153,17,18,27,37,36,35,25,16,13,13,13,13,13,13,13,13]
[13,718,29,114,106,0.42609999999999998,198792.85130000001,0,0,0,198792.85130000001,2.5311091948581692E-5,98679429.345740005,1288988.5868996403,14233673.128068369,114202091.06070802,3.6351654607484868E-5,0.69628445312555576,1,0,2,0,0,3,0,0,0,1,10,-5.6800000000000003E-2,1.02,-0.24460000000000001,2.94,-0.20599999999999999,4.3499999999999996,-0.153,20,21,30,40,39,38,28,19,13,13,13,13,13,13,13,13]
[13,684,33,114,106,0.42609999999999998,283706.13088800001,0,0,0,283706.13088800001,3.6122586493041162E-5,98679429.345740005,1288988.5868996403,14233673.128068369,114202091.06070802,3.6351654607484868E-5,{"$f":"L1003/Q1003","v":0.99369855053594891},1,0,2,0,0,3,0,0,0,1,10,-5.6800000000000003E-2,1.02,-0.24460000000000001,2.94,-0.20599999999999999,4.3499999999999996,-0.153,34,35,7,15,43,42,32,33,21,21,20,20,13,13,13,21]
[13,713,35,113,105,0.4647,186199.442052,0,0,0,186199.442052,2.370764928282298E-5,99713326.274931997,967147.02427464013,2246604.0897659999,102927077.38897264,3.2762706288914096E-5,0.72361694036383462,1,0,2,0,0,3,0,0,0,1,10,-5.6800000000000003E-2,1.02,-0.24460000000000001,2.94,-0.20599999999999999,4.3499999999999996,-0.153,25,26,36,45,44,0,34,24,13,13,13,13,13,0,13,13]
[13,707,41,114,106,0.42609999999999998,647966.76262000005,0,0,0,647966.76262000005,8.2501690584180622E-5,98679429.345740005,1288988.5868996403,14233673.128068369,114202091.06070802,3.6351654607484868E-5,2.269544302041024,0,1,2,2,0,3,0,0,0,2,10,-0.10340000000000001,1.0349999999999999,-0.42880000000000001,1.52,-7.5999999999999998E-2,4.3499999999999996,-0.153,31,32,42,51,50,49,40,30,13,13,13,13,13,13,13,13]
[13,705,44,113,105,0.4647,93993.550476000004,0,0,0,93993.550476000004,1.1967630541610379E-5,99713326.274931997,967147.02427464013,2246604.0897659999,102927077.38897264,3.2762706288914096E-5,0.36528211180343978,1,0,2,0,0,3,0,0,0,1,10,-5.6800000000000003E-2,1.02,-0.24460000000000001,2.94,-0.20599999999999999,4.3499999999999996,-0.153,35,36,45,0,0,0,0,34,13,13,13,0,0,0,0,13]
[13,702,47,113,105,0.4647,192223.59346400001,0,0,0,192223.59346400001,2.4474668062946038E-5,99713326.274931997,967147.02427464013,2246604.0897659999,102927077.38897264,3.2762706288914096E-5,0.74702827804025218,1,0,2,0,0,3,0,0,0,1,10,-5.6800000000000003E-2,1.02,-0.24460000000000001,2.94,-0.20599999999999999,4.3499999999999996,-0.153,38,39,48,55,54,53,46,37,13,13,13,13,13,13,13,13]
[13,701,48,114,106,0.42609999999999998,470484.87805599999,0,0,0,470484.87805599999,5.9903995194080003E-5,98679429.345740005,1288988.5868996403,14233673.128068369,114202091.06070802,3.6351654607484868E-5,1.6479028490149019,1,0,2,0,0,3,0,0,0,1,10,-5.6800000000000003E-2,1.02,-0.24460000000000001,2.94,-0.20599999999999999,4.3499999999999996,-0.153,39,40,49,56,55,54,47,38,13,13,13,13,13,13,13,13]
[13,666,52,114,106,0.42609999999999998,396734.880596,0,0,0,396734.880596,5.0513853875061019E-5,98679429.345740005,1288988.5868996403,14233673.128068369,114202091.06070802,3.6351654607484868E-5,1.3895888487194235,1,0,2,0,0,3,0,0,0,1,10,-5.6800000000000003E-2,1.02,-0.24460000000000001,2.94,-0.20599999999999999,4.3499999999999996,-0.153,43,15,24,60,59,58,51,42,13,20,20,13,13,13,13,13]
[13,694,56,114,106,0.42609999999999998,605467.11537999997,0,0,0,605467.11537999997,7.7090467433854341E-5,98679429.345740005,1288988.5868996403,14233673.128068369,114202091.06070802,3.6351654607484868E-5,2.1206866170537744,0,1,2,2,0,3,0,0,0,2,10,-0.10340000000000001,1.0349999999999999,-0.42880000000000001,1.52,-7.5999999999999998E-2,4.3499999999999996,-0.153,49,50,57,63,62,61,55,48,13,13,13,13,13,13,13,13]
[13,657,59,114,106,0.42609999999999998,436560.81191600004,0,0,0,436560.81191600004,5.5584648941314092E-5,98679429.345740005,1288988.5868996403,14233673.128068369,114202091.06070802,3.6351654607484868E-5,1.5290816756899182,1,0,2,0,0,3,0,0,0,1,10,-5.6800000000000003E-2,1.02,-0.24460000000000001,2.94,-0.20599999999999999,4.3499999999999996,-0.153,52,24,60,66,65,64,58,51,13,20,13,13,13,13,13,13]
[13,690,62,120,111,0.34100000000000003,1040413.334504,0,0,0,1040413.334504,1.3246954003602655E-4,92617909.126624003,0,14463821.690274369,107081730.81689838,3.4085173548690233E-5,3.8864270368697262,0,1,2,2,0,3,0,0,0,2,10,-0.10340000000000001,1.0349999999999999,-0.42880000000000001,1.52,-7.5999999999999998E-2,4.3499999999999996,-0.153,56,57,63,67,0,0,61,55,13,13,13,13,0,0,13,13]
[13,647,66,120,111,0.34100000000000003,352819.614772,0,0,0,{"$f":"SUM(G1036:J1036)","v":352819.614772},4.4922388568593677E-5,92617909.126624003,0,14463821.690274369,107081730.81689838,3.4085173548690233E-5,1.3179451324906011,1,0,2,0,0,3,0,0,0,1,10,-5.6800000000000003E-2,1.02,-0.24460000000000001,2.94,-0.20599999999999999,4.3499999999999996,-0.153,60,35,47,60,59,69,65,59,13,20,20,20,20,13,13,13]
[13,639,69,120,111,0.34100000000000003,290708.57215600001,0,0,0,290708.57215600001,3.7014165006251469E-5,92617909.126624003,0,14463821.690274369,107081730.81689838,3.4085173548690233E-5,1.0859315400984304,1,0,2,0,0,3,0,0,0,1,10,-5.6800000000000003E-2,1.02,-0.24460000000000001,2.94,-0.20599999999999999,4.3499999999999996,-0.153,65,66,59,72,70,0,68,64,13,13,20,20,13,0,13,13]
[14,782,2,83,76,0.41770000000000002,762539.63508799998,0,0,0,762539.63508799998,9.708956178219622E-5,103910984.61768,12145461.873474602,2909385.7626219997,118965832.25377659,3.7868000524459562E-5,2.5638945927309913,0,1,2,2,0,3,0,0,0,2,10,-0.10340000000000001,1.0349999999999999,-0.42880000000000001,1.52,-7.5999999999999998E-2,4.3499999999999996,-0.153,70,12,3,6,5,4,1,2,24,30,14,14,14,14,14,22]
[14,781,3,83,76,0.41770000000000002,867605.27118000004,0,0,0,867605.27118000004,1.1046693404870506E-4,103910984.61768,12145461.873474602,2909385.7626219997,118965832.25377659,3.7868000524459562E-5,2.9171578250441996,0,1,2,2,0,3,0,0,0,2,10,-0.10340000000000001,1.0349999999999999,-0.42880000000000001,1.52,-7.5999999999999998E-2,4.3499999999999996,-0.153,12,13,16,19,6,5,2,70,30,30,30,30,14,14,14,24]
[14,775,6,91,83,0.31569999999999998,704654.72174399998,0,0,0,704654.72174399998,8.9719425710881341E-5,103458312.076536,3994222.8067948804,5529089.5734639997,112981624.45679489,3.5963168021702164E-5,2.4947586835714719,0,1,2,2,0,3,0,0,0,2,10,-0.10340000000000001,1.0349999999999999,-0.42880000000000001,1.52,-7.5999999999999998E-2,4.3499999999999996,-0.153,3,16,19,23,22,9,5,2,14,30,30,30,30,14,14,14]
[14,811,10,91,83,0.31569999999999998,919326.129372,0,0,0,919326.129372,1.1705223824247446E-4,103458312.076536,3994222.8067948804,5529089.5734639997,112981624.45679489,3.5963168021702164E-5,3.2547810629986396,0,1,2,2,0,3,0,0,0,2,10,-0.10340000000000001,1.0349999999999999,-0.42880000000000001,1.52,-7.5999999999999998E-2,4.3499999999999996,-0.153,10,7,11,16,1,13,11,9,22,14,14,14,11,22,22,22]
[14,764,13,91,83,0.31569999999999998,1162057.045624,0,0,0,1162057.045624,1.4795769837265901E-4,103458312.076536,3994222.8067948804,5529089.5734639997,112981624.45679489,3.5963168021702164E-5,4.114145291187171,0,1,2,2,0,3,0,0,0,2,10,-0.10340000000000001,1.0349999999999999,-0.42880000000000001,1.52,-7.5999999999999998E-2,4.3499999999999996,-0.153,9,22,14,19,18,17,12,8,14,30,14,14,14,14,14,14]
[14,801,16,91,83,0.31569999999999998,1265802.40494,0,0,0,1265802.40494,1.6116696777904798E-4,103458312.076536,3994222.8067948804,5529089.5734639997,112981624.45679489,3.5963168021702164E-5,4.4814452297915164,0,1,2,2,0,3,0,0,0,2,10,-0.10340000000000001,1.0349999999999999,-0.42880000000000001,1.52,-7.5999999999999998E-2,4.3499999999999996,-0.153,11,12,17,5,4,3,1,10,14,14,14,11,11,11,11,14]
[14,756,19,91,83,0.31569999999999998,1389039.9823720001,0,0,0,1389039.9823720001,1.7685806347742639E-4,103458312.076536,3994222.8067948804,5529089.5734639997,112981624.45679489,3.5963168021702164E-5,4.9177553927034587,0,1,2,2,0,3,0,0,0,2,10,-0.10340000000000001,1.0349999999999999,-0.42880000000000001,1.52,-7.5999999999999998E-2,4.3499999999999996,-0.153,14,15,20,7,21,6,18,13,14,14,14,21,14,11,14,14]
[15,1192,1,75,69,0.4572,53833.922828000002,0,0,0,53833.922828000002,6.8543479392830607E-6,96489939.96003601,3948781.0724683204,0,100438721.03250434,3.1970637860301959E-5,{"$f":"L1065/Q1065","v":0.21439509493785003},1,0,2,0,0,3,0,0,0,1,10,-5.6800000000000003E-2,1.02,-0.24460000000000001,2.94,-0.20599999999999999,4.3499999999999996,-0.153,54,55,2,4,3,11,7,135,32,32,15,15,15,18,18,10]
[15,1182,4,76,70,0.34260000000000002,53878.484759999999,0,0,0,53878.484759999999,6.8600217406842807E-6,97355109.869816005,6141243.803816881,0,103496353.67363289,3.2943912558291431E-5,0.20823336416237931,1,0,2,0,0,3,0,0,0,1,10,-5.6800000000000003E-2,1.02,-0.24460000000000001,2.94,-0.20599999999999999,4.3499999999999996,-0.153,2,62,5,9,8,7,3,1,15,32,15,15,15,15,15,15]
[15,1181,5,76,70,0.34260000000000002,92807.995819999996,0,0,0,92807.995819999996,1.1816681034563968E-5,97355109.869816005,6141243.803816881,0,103496353.67363289,3.2943912558291431E-5,0.35869088146878014,1,0,2,0,0,3,0,0,0,1,10,-5.6800000000000003E-2,1.02,-0.24460000000000001,2.94,-0.20599999999999999,4.3499999999999996,-0.153,62,66,3,72,9,8,4,2,32,32,15,32,15,15,15,15]
[15,1153,8,81,74,0.3448,46683.287228000001,0,0,0,46683.287228000001,5.943900737691956E-6,98405036.658639997,4347645.3754747203,0,102752682.03411472,3.2707194523358295E-5,0.18173068110280866,1,0,2,0,0,3,0,0,0,1,10,-5.6800000000000003E-2,1.02,-0.24460000000000001,2.94,-0.20599999999999999,4.3499999999999996,-0.153,4,5,9,74,11,19,7,3,15,15,15,32,15,18,15,15]
[15,1139,13,81,74,0.3448,1313412.165824,0,0,0,1313412.165824,1.6722883080633739E-4,98405036.658639997,4347645.3754747203,0,102752682.03411472,3.2707194523358295E-5,5.1129066018459213,0,1,2,2,0,3,0,0,0,2,10,-0.10340000000000001,1.0349999999999999,-0.42880000000000001,1.52,-7.5999999999999998E-2,4.3499999999999996,-0.153,5,10,14,17,16,15,12,4,1,15,15,15,15,15,15,1]
[15,1130,16,81,74,0.3448,505522.99249600002,0,0,0,505522.99249600002,6.436518648187642E-5,98405036.658639997,4347645.3754747203,0,102752682.03411472,3.2707194523358295E-5,1.9679213524690762,1,0,2,0,0,3,0,0,0,1,10,-5.6800000000000003E-2,1.02,-0.24460000000000001,2.94,-0.20599999999999999,4.3499999999999996,-0.153,13,14,17,10,23,22,15,12,15,15,15,12,15,15,15,15]
[15,1126,19,81,74,0.3448,183324.67927600001,0,0,0,183324.67927600001,2.3341623118009399E-5,98405036.658639997,4347645.3754747203,0,102752682.03411472,3.2707194523358295E-5,0.71365408920473616,1,0,2,0,0,3,0,0,0,1,10,-5.6800000000000003E-2,1.02,-0.24460000000000001,2.94,-0.20599999999999999,4.3499999999999996,-0.153,24,77,20,27,26,25,18,23,18,32,15,15,15,15,15,15]
[15,1121,23,81,74,0.3448,720238.96205600002,0,0,0,720238.96205600002,9.1703672814870765E-5,98405036.658639997,4347645.3754747203,0,102752682.03411472,3.2707194523358295E-5,2.8037767882958997,0,1,2,2,0,3,0,0,0,2,10,-0.10340000000000001,1.0349999999999999,-0.42880000000000001,1.52,-7.5999999999999998E-2,4.3499999999999996,-0.153,16,17,10,16,31,30,22,15,15,15,12,12,15,15,15,15]
[15,1117,26,89,81,0.2346,1625138.425024,0,0,0,1625138.425024,2.0691905084091773E-4,97925898.475184008,2260490.7329611201,0,100186389.20814513,3.1890318146009633E-5,6.4884599110469852,0,1,0,0,1,3,3,0,0,3,10,-0.10340000000000001,1.0349999999999999,-0.42880000000000001,1.38,-5.6000000000000001E-2,4.3499999999999996,-0.153,19,20,27,37,36,35,25,18,15,15,15,15,15,15,15,15]
[15,1116,27,89,81,0.2346,4702280.769688,0,0,0,4702280.769688,5.9871298264144602E-4,97925898.475184008,2260490.7329611201,0,100186389.20814513,3.1890318146009633E-5,18.774130126273501,0,1,0,0,1,0,0,4,4,4,15,-0.1507,1.05,-0.6,1.47,-7.0999999999999994E-2,30.4,-0.374,20,80,28,38,37,36,26,19,15,32,15,15,15,15,15,15]
[15,1113,30,89,81,0.2346,543096.99176400003,0,0,0,543096.99176400003,6.914925665406318E-5,97925898.475184008,2260490.7329611201,0,{"$f":"SUM(M1094:O1094)","v":100186389.20814513},{"$f":"P1094/(PI()*1000000^2)","v":3.1890318146009633E-5},2.1683464033649247,{"$f":"IF(R1094<=2,1,0)","v":0},{"$f":"IF(R1094>2,1,0)","v":1},{"$f":"IF(R1094<=6,2,0)","v":2},{"$f":"T1094*U1094","v":2},{"$f":"IF(R1094>6,1,0)","v":0},{"$f":"IF(R1094<=10,3,0)","v":3},{"$f":"W1094*X1094","v":0},{"$f":"IF(R1094>10,4,0)","v":0},{"$f":"IF(Z1094=4,AB1094,0)","v":0},2,10,-0.10340000000000001,1.0349999999999999,-0.42880000000000001,1.52,-7.5999999999999998E-2,4.3499999999999996,-0.153,22,23,31,41,40,39,29,21,15,15,15,15,15,15,15,15]
[15,1110,34,88,80,0.41909999999999997,169868.012136,0,0,0,169868.012136,2.1628267043710777E-5,95390634.405259997,1651546.6124018403,0,97042181.01766184,3.0889485594758755E-5,0.70018216966942959,1,0,2,0,0,3,0,0,0,1,10,-5.6800000000000003E-2,1.02,-0.24460000000000001,2.94,-0.20599999999999999,4.3499999999999996,-0.153,29,25,35,46,45,44,33,24,18,15,15,15,15,15,15,15]
[15,1106,38,89,81,0.2346,5029346.6967360005,0,0,0,5029346.6967360005,6.4035630984674399E-4,97925898.475184008,2260490.7329611201,0,100186389.20814513,3.1890318146009633E-5,20.079959908674365,0,1,0,0,1,0,0,4,4,4,15,-0.1507,1.05,-0.6,1.47,-7.0999999999999994E-2,30.4,-0.374,28,29,39,50,49,48,37,27,15,15,15,15,15,15,15,15]
[15,1103,41,89,81,0.2346,606286.847664,0,0,0,606286.847664,7.7194838989862833E-5,97925898.475184008,2260490.7329611201,0,100186389.20814513,3.1890318146009633E-5,2.4206355871530261,0,1,2,2,0,3,0,0,0,2,10,-0.10340000000000001,1.0349999999999999,-0.42880000000000001,1.52,-7.5999999999999998E-2,4.3499999999999996,-0.153,31,16,21,25,1,51,40,30,15,12,12,12,16,15,15,15]
[15,1102,44,88,80,0.41909999999999997,259324.53614000001,0,0,0,259324.53614000001,3.301822543335509E-5,95390634.405259997,1651546.6124018403,0,97042181.01766184,3.0889485594758755E-5,1.0689147066585509,1,0,2,0,0,3,0,0,0,1,10,-5.6800000000000003E-2,1.02,-0.24460000000000001,2.94,-0.20599999999999999,4.3499999999999996,-0.153,33,34,45,55,54,53,43,32,15,15,15,15,15,15,15,15]
[15,1098,48,89,81,0.2346,4984268.6753839999,0,0,0,4984268.6753839999,6.3461679790836564E-4,97925898.475184008,2260490.7329611201,0,100186389.20814513,3.1890318146009633E-5,19.899983280278871,0,1,0,0,1,0,0,4,5,5,15,-0.10340000000000001,1.0349999999999999,-0.42880000000000001,1.4,-0.06,11.9,-0.248,37,38,49,59,58,57,47,36,15,15,15,15,15,15,15,15]
[15,1095,51,89,81,0.2346,1079644.415848,0,0,0,1079644.415848,1.3746459645101682E-4,97925898.475184008,2260490.7329611201,0,100186389.20814513,3.1890318146009633E-5,4.3105432759132718,0,1,2,2,0,3,0,0,0,2,10,-0.10340000000000001,1.0349999999999999,-0.42880000000000001,1.52,-7.5999999999999998E-2,4.3499999999999996,-0.153,40,41,1,4,3,2,50,39,15,15,16,16,16,16,15,15]
[15,1093,53,88,80,0.41909999999999997,62762.890412000001,0,0,0,62762.890412000001,7.9912194014437786E-6,95390634.405259997,1651546.6124018403,0,97042181.01766184,3.0889485594758755E-5,0.25870354418591246,1,0,2,0,0,3,0,0,0,1,10,-5.6800000000000003E-2,1.02,-0.24460000000000001,2.94,-0.20599999999999999,4.3499999999999996,-0.153,43,44,54,61,60,0,52,42,15,15,15,15,15,0,15,15]
[15,1582,56,88,80,0.41909999999999997,284018.06441200001,0,0,0,284018.06441200001,3.6162303102849701E-5,95390634.405259997,1651546.6124018403,0,97042181.01766184,3.0889485594758755E-5,1.1706994275419602,1,0,2,0,0,3,0,0,0,1,10,-5.6800000000000003E-2,1.02,-0.24460000000000001,2.94,-0.20599999999999999,4.3499999999999996,-0.153,46,47,57,64,63,62,55,45,15,15,15,15,15,15,15,15]
[15,1580,59,89,81,0.2346,998492.99238000007,0,0,0,998492.99238000007,1.2713207630391616E-4,97925898.475184008,2260490.7329611201,0,100186389.20814513,3.1890318146009633E-5,3.9865414864111015,0,1,2,2,0,3,0,0,0,2,10,-0.10340000000000001,1.0349999999999999,-0.42880000000000001,1.52,-7.5999999999999998E-2,4.3499999999999996,-0.153,49,50,2,67,66,65,58,48,15,15,16,15,15,15,15,15]
[15,1593,63,96,88,0.33579999999999999,241198.19305600002,0,0,0,241198.19305600002,3.0710307751756535E-5,94756188.561867997,109504.13803956001,0,94865692.699907556,3.0196687846054038E-5,1.0170091471064968,1,0,2,0,0,3,0,0,0,1,10,-5.6800000000000003E-2,1.02,-0.24460000000000001,2.94,-0.20599999999999999,4.3499999999999996,-0.153,56,57,64,72,71,70,62,55,15,15,15,15,15,15,15,15]
[15,1597,68,96,88,0.33579999999999999,42391.869544000001,0,0,0,42391.869544000001,5.3975004678674978E-6,94756188.561867997,109504.13803956001,0,94865692.699907556,3.0196687846054038E-5,0.17874478470567817,1,0,2,0,0,3,0,0,0,1,10,-5.6800000000000003E-2,1.02,-0.24460000000000001,2.94,-0.20599999999999999,4.3499999999999996,-0.153,60,61,69,76,0,0,0,0,15,15,15,15,0,0,0,0]
[15,1584,71,96,88,0.33579999999999999,216989.66441600001,0,0,0,216989.66441600001,2.7627982153326361E-5,94756188.561867997,109504.13803956001,0,94865692.699907556,3.0196687846054038E-5,0.91493419060318093,1,0,2,0,0,3,0,0,0,1,10,-5.6800000000000003E-2,1.02,-0.24460000000000001,2.94,-0.20599999999999999,4.3499999999999996,-0.153,63,64,72,1,78,77,70,62,15,15,15,6,15,15,15,15]
[15,1718,74,97,89,0.31719999999999998,324789.12322000001,0,0,0,324789.12322000001,4.1353435538356549E-5,96175777.303112,1580744.0178644401,0,97756521.320976436,3.1116867175403315E-5,1.3289716893815342,1,0,2,0,0,3,0,0,0,1,10,-5.6800000000000003E-2,1.02,-0.24460000000000001,2.94,-0.20599999999999999,4.3499999999999996,-0.153,66,67,75,81,80,79,73,65,15,15,15,15,15,15,15,15]
[15,1713,77,96,88,0.33579999999999999,336372.116568,0,0,0,336372.116568,4.2828228056064339E-5,94756188.561867997,109504.13803956001,0,94865692.699907556,3.0196687846054038E-5,1.4183087984485998,1,0,2,0,0,3,0,0,0,1,10,-5.6800000000000003E-2,1.02,-0.24460000000000001,2.94,-0.20599999999999999,4.3499999999999996,-0.153,70,71,78,3,2,0,76,69,15,15,15,6,6,0,15,15]
[15,1712,78,96,88,0.33579999999999999,665940.76607600006,0,0,0,665940.76607600006,8.4790211781919184E-5,94756188.561867997,109504.13803956001,0,94865692.699907556,3.0196687846054038E-5,2.8079308636161953,0,1,2,2,0,3,0,0,0,2,10,-0.10340000000000001,1.0349999999999999,-0.42880000000000001,1.52,-7.5999999999999998E-2,4.3499999999999996,-0.153,71,72,1,4,3,2,77,70,15,15,6,6,6,6,15,15]
[15,1708,81,97,89,0.31719999999999998,203269.77098,0,0,0,203269.77098,2.58811110660996E-5,96175777.303112,1580744.0178644401,0,97756521.320976436,3.1116867175403315E-5,0.83173897038573419,1,0,2,0,0,3,0,0,0,1,10,-5.6800000000000003E-2,1.02,-0.24460000000000001,2.94,-0.20599999999999999,4.3499999999999996,-0.153,75,16,23,31,30,83,80,74,15,16,16,16,16,15,15,15]
[16,1094,1,89,81,0.2346,963557.47401600005,0,0,0,963557.47401600005,1.2268394795422952E-4,97925898.475184008,2260490.7329611201,0,100186389.20814513,3.1890318146009633E-5,{"$f":"L1149/Q1149","v":3.8470593925253986},0,1,2,2,0,3,0,0,0,2,10,-0.10340000000000001,1.0349999999999999,-0.42880000000000001,1.52,-7.5999999999999998E-2,4.3499999999999996,-0.153,41,21,25,5,4,3,51,40,15,12,12,16,16,16,15,15]
[16,808,5,90,82,0.18390000000000001,934077.16518800007,0,0,0,934077.16518800007,1.1893039845514807E-4,102817973.69488001,2811986.1983228405,0,105629959.89320286,3.3623060511203775E-5,3.5371675465271353,0,1,2,2,0,3,0,0,0,2,10,-0.10340000000000001,1.0349999999999999,-0.42880000000000001,1.52,-7.5999999999999998E-2,4.3499999999999996,-0.153,25,26,6,11,10,9,4,1,12,12,16,16,16,16,16,16]
[16,1588,8,97,89,0.31719999999999998,862471.32208399998,0,0,0,862471.32208399998,1.0981325934773661E-4,96175777.303112,1580744.0178644401,0,97756521.320976436,3.1116867175403315E-5,3.5290589739875791,0,1,2,2,0,3,0,0,0,2,10,-0.10340000000000001,1.0349999999999999,-0.42880000000000001,1.52,-7.5999999999999998E-2,4.3499999999999996,-0.153,3,4,9,17,16,75,67,2,16,16,16,16,16,5,15,16]
[16,1079,12,98,90,0.38140000000000002,1532094.1473320001,0,0,0,1532094.1473320001,1.9507228546404031E-4,101117798.157988,2148326.2079532002,0,103266124.3659412,3.287062829356392E-5,5.9345469067968963,0,1,2,2,0,3,0,0,0,2,10,-0.10340000000000001,1.0349999999999999,-0.42880000000000001,1.52,-7.5999999999999998E-2,4.3499999999999996,-0.153,30,31,13,21,20,19,11,6,12,12,16,16,16,16,16,16]
[16,1076,15,98,90,0.38140000000000002,1242528.6405480001,0,0,0,1242528.6405480001,{"$f":"K1163/(PI()*50000^2)","v":1.5820366006117365E-4},101117798.157988,2148326.2079532002,0,103266124.3659412,3.287062829356392E-5,4.8129186533422601,0,1,2,2,0,3,0,0,0,2,10,-0.10340000000000001,1.0349999999999999,-0.42880000000000001,1.52,-7.5999999999999998E-2,4.3499999999999996,-0.153,7,1,3,8,7,22,14,32,16,11,11,11,11,16,16,12]
[16,498,18,98,90,0.38140000000000002,972340.31991600001,0,0,0,972340.31991600001,1.2380221462574904E-4,101117798.157988,2148326.2079532002,0,103266124.3659412,3.287062829356392E-5,3.7663476803693938,0,1,2,2,0,3,0,0,0,2,10,-0.10340000000000001,1.0349999999999999,-0.42880000000000001,1.52,-7.5999999999999998E-2,4.3499999999999996,-0.153,10,11,19,26,25,24,17,9,16,16,16,16,16,16,16,16]
[16,494,22,98,90,0.38140000000000002,853516.44640000002,0,0,0,853516.44640000002,1.08673089163831E-4,101117798.157988,2148326.2079532002,0,103266124.3659412,3.287062829356392E-5,3.3060849398217687,0,1,2,2,0,3,0,0,0,2,10,-0.10340000000000001,1.0349999999999999,-0.42880000000000001,1.52,-7.5999999999999998E-2,4.3499999999999996,-0.153,24,25,7,12,29,28,21,13,16,16,11,11,16,16,16,16]
[16,1707,23,97,89,0.31719999999999998,705650.62910799996,0,0,0,705650.62910799996,8.9846228574755105E-5,96175777.303112,1580744.0178644401,0,97756521.320976436,3.1116867175403315E-5,2.8873802773363728,0,1,2,2,0,3,0,0,0,2,10,-0.10340000000000001,1.0349999999999999,-0.42880000000000001,1.52,-7.5999999999999998E-2,4.3499999999999996,-0.153,16,17,24,32,31,30,81,75,16,16,16,16,16,16,15,15]
[16,488,26,98,90,0.38140000000000002,1171479.3034320001,0,0,0,1171479.3034320001,1.4915737749684254E-4,101117798.157988,2148326.2079532002,0,103266124.3659412,3.287062829356392E-5,4.5377099629716415,0,1,2,2,0,3,0,0,0,2,10,-0.10340000000000001,1.0349999999999999,-0.42880000000000001,1.52,-7.5999999999999998E-2,4.3499999999999996,-0.153,29,20,27,35,34,33,25,18,16,16,16,16,16,16,16,16]
[16,1699,30,97,89,0.31719999999999998,124455.258132,0,0,0,124455.258132,1.5846135620388486E-5,96175777.303112,1580744.0178644401,0,97756521.320976436,3.1116867175403315E-5,0.50924585470205197,1,0,2,0,0,3,0,0,0,1,10,-5.6800000000000003E-2,1.02,-0.24460000000000001,2.94,-0.20599999999999999,4.3499999999999996,-0.153,81,23,31,41,40,39,83,80,15,16,16,16,16,16,15,15]
[16,480,33,98,90,0.38140000000000002,762449.47490000003,0,0,0,762449.47490000003,9.7078082230523993E-5,101117798.157988,2148326.2079532002,0,103266124.3659412,3.287062829356392E-5,{"$f":"L1181/Q1181","v":2.9533382010082208},0,1,2,2,0,3,0,0,0,2,10,-0.10340000000000001,1.0349999999999999,-0.42880000000000001,1.52,-7.5999999999999998E-2,4.3499999999999996,-0.153,25,26,34,44,43,42,32,24,16,16,16,16,16,16,16,16]
[16,478,35,98,90,0.38140000000000002,186555.937508,0,0,0,186555.937508,2.375303969403274E-5,101117798.157988,2148326.2079532002,0,103266124.3659412,3.287062829356392E-5,0.72262201628447709,1,0,2,0,0,3,0,0,0,1,10,-5.6800000000000003E-2,1.02,-0.24460000000000001,2.94,-0.20599999999999999,4.3499999999999996,-0.153,27,28,36,46,45,44,34,26,16,16,16,16,16,16,16,16]
[16,1691,41,104,96,0.25769999999999998,289755.15407600004,0,0,0,289755.15407600004,3.6892772046039321E-5,95403390.517376006,1222353.4900777203,0,96625744.007453725,3.0756929577436688E-5,1.1994946359373886,1,0,2,0,0,3,0,0,0,1,10,-5.6800000000000003E-2,1.02,-0.24460000000000001,2.94,-0.20599999999999999,4.3499999999999996,-0.153,31,32,42,51,50,49,40,30,16,16,16,16,16,16,16,16]
[16,470,44,105,97,0.43659999999999999,200438.53381200001,0,0,0,200438.53381200001,2.5520626753817441E-5,100666388.89580001,1385028.6584270401,0,102051417.55422705,3.2483975106580517E-5,0.78563743107436201,1,0,2,0,0,3,0,0,0,1,10,-5.6800000000000003E-2,1.02,-0.24460000000000001,2.94,-0.20599999999999999,4.3499999999999996,-0.153,34,35,45,54,53,52,43,33,16,16,16,16,16,16,16,16]
[16,469,45,105,97,0.43659999999999999,139798.03495200002,0,0,0,139798.03495200002,1.7799638637715489E-5,100666388.89580001,1385028.6584270401,0,102051417.55422705,3.2483975106580517E-5,0.54795136923096843,1,0,2,0,0,3,0,0,0,1,10,-5.6800000000000003E-2,1.02,-0.24460000000000001,2.94,-0.20599999999999999,4.3499999999999996,-0.153,35,36,46,55,54,53,44,34,16,16,16,16,16,16,16,16]
[16,1687,48,104,96,0.25769999999999998,61407.378620000003,0,0,0,61407.378620000003,7.8186302797508577E-6,95403390.517376006,1222353.4900777203,0,96625744.007453725,3.0756929577436688E-5,0.25420711323169959,1,0,2,0,0,3,0,0,0,1,10,-5.6800000000000003E-2,1.02,-0.24460000000000001,2.94,-0.20599999999999999,4.3499999999999996,-0.153,39,40,49,58,57,56,47,38,16,16,16,16,16,16,16,16]
[16,462,52,105,97,0.43659999999999999,86839.805904000008,0,0,0,86839.805904000008,1.1056787493409887E-5,100666388.89580001,1385028.6584270401,0,102051417.55422705,3.2483975106580517E-5,0.3403766767192859,1,0,2,0,0,3,0,0,0,1,10,-5.6800000000000003E-2,1.02,-0.24460000000000001,2.94,-0.20599999999999999,4.3499999999999996,-0.153,43,44,53,5,4,60,51,42,16,16,16,13,13,16,16,16]
[16,1683,56,104,96,0.25769999999999998,41392.853208,0,0,0,41392.853208,5.2703017573843341E-6,95403390.517376006,1222353.4900777203,0,96625744.007453725,3.0756929577436688E-5,0.17135331223863881,1,0,2,0,0,3,0,0,0,1,10,-5.6800000000000003E-2,1.02,-0.24460000000000001,2.94,-0.20599999999999999,4.3499999999999996,-0.153,47,48,57,0,0,0,0,0,16,16,16,0,0,0,0,0]
[16,1680,59,104,96,0.25769999999999998,109466.90412000001,0,0,0,109466.90412000001,1.3937759116531652E-5,95403390.517376006,1222353.4900777203,0,96625744.007453725,3.0756929577436688E-5,0.45315833888556956,1,0,2,0,0,3,0,0,0,1,10,-5.6800000000000003E-2,1.02,-0.24460000000000001,2.94,-0.20599999999999999,4.3499999999999996,-0.153,50,51,60,63,62,61,58,49,16,16,16,16,16,16,16,16]
[16,1675,63,104,96,0.25769999999999998,225662.65997199999,0,0,0,225662.65997199999,2.8732262244647512E-5,95403390.517376006,1222353.4900777203,0,96625744.007453725,3.0756929577436688E-5,0.93417199438937248,1,0,2,0,0,3,0,0,0,1,10,-5.6800000000000003E-2,1.02,-0.24460000000000001,2.94,-0.20599999999999999,4.3499999999999996,-0.153,60,4,14,23,0,0,62,59,16,13,13,13,0,0,16,16]
[17,400,2,106,98,0.20119999999999999,3705140.1801280002,0,0,0,3705140.1801280002,4.717530996126134E-4,100298058.61972,1424680.5586384803,13090348.368022367,114813087.54638085,3.6546140829298085E-5,{"$f":"L1214/Q1214","v":12.908424498666117},0,1,0,0,1,0,0,4,5,5,15,-0.10340000000000001,1.0349999999999999,-0.42880000000000001,1.4,-0.06,11.9,-0.248,19,14,18,22,4,3,1,2,11,21,21,21,17,17,17,9]
[18,"NAYARIT",null,null,0,null,null,null,null,null,null,null,null,null,null,null,null,null,null,null,null,null,null,null,null,null,null,0]
[18,1647,1,75,69,0.4572,148694.87649200001,0,0,0,148694.87649200001,1.8932419684912536E-5,96489939.96003601,3948781.0724683204,0,100438721.03250434,3.1970637860301959E-5,{"$f":"L1218/Q1218","v":0.59218148125912062},1,0,2,0,0,3,0,0,0,1,10,-5.6800000000000003E-2,1.02,-0.24460000000000001,2.94,-0.20599999999999999,4.3499999999999996,-0.153,127,128,2,3,62,61,59,58,10,10,18,18,25,25,25,25]
[18,1641,4,75,69,0.4572,133980.112016,0,0,0,133980.112016,1.7058877682681797E-5,96489939.96003601,3948781.0724683204,0,100438721.03250434,3.1970637860301959E-5,0.53357952247377138,1,0,2,0,0,3,0,0,0,1,10,-5.6800000000000003E-2,1.02,-0.24460000000000001,2.94,-0.20599999999999999,4.3499999999999996,-0.153,62,3,4,9,8,0,0,61,25,18,18,18,18,0,0,25]
[18,1638,9,75,69,0.4572,263524.75731200003,0,0,0,263524.75731200003,3.3553014202637515E-5,96489939.96003601,3948781.0724683204,0,100438721.03250434,3.1970637860301959E-5,1.0494946753721295,1,0,2,0,0,3,0,0,0,1,10,-5.6800000000000003E-2,1.02,-0.24460000000000001,2.94,-0.20599999999999999,4.3499999999999996,-0.153,5,6,10,14,13,12,8,4,18,18,18,18,18,18,18,18]
[18,1175,12,80,73,0.45800000000000002,208933.28164,0,0,0,208933.28164,2.6602211639533715E-5,95807865.701928005,1900155.6448261202,0,97708021.346754119,3.1101429154128696E-5,0.85533727430021611,1,0,2,0,0,3,0,0,0,1,10,-5.6800000000000003E-2,1.02,-0.24460000000000001,2.94,-0.20599999999999999,4.3499999999999996,-0.153,8,9,13,16,0,0,0,0,18,18,18,18,0,0,0,0]
[18,1155,15,80,73,0.45800000000000002,71463.866716000004,0,0,0,71463.866716000004,9.0990621122494195E-6,95807865.701928005,1900155.6448261202,0,97708021.346754119,3.1101429154128696E-5,0.29256090024536779,1,0,2,0,0,3,0,0,0,1,10,-5.6800000000000003E-2,1.02,-0.24460000000000001,2.94,-0.20599999999999999,4.3499999999999996,-0.153,11,3,7,14,18,17,14,10,18,15,15,18,18,18,18,18]
[18,1145,19,80,73,0.45800000000000002,40522.341048000002,0,0,0,40522.341048000002,5.1594647067558524E-6,95807865.701928005,1900155.6448261202,0,97708021.346754119,3.1101429154128696E-5,0.16589156341296094,1,0,2,0,0,3,0,0,0,1,10,-5.6800000000000003E-2,1.02,-0.24460000000000001,2.94,-0.20599999999999999,4.3499999999999996,-0.153,7,8,11,24,23,22,18,14,15,15,15,18,18,18,18,18]
[18,1138,21,80,73,0.45800000000000002,568471.38490399998,0,0,0,568471.38490399998,7.2380024731013646E-5,95807865.701928005,1900155.6448261202,0,97708021.346754119,3.1101429154128696E-5,2.3272250407632873,0,1,2,2,0,3,0,0,0,2,10,-0.10340000000000001,1.0349999999999999,-0.42880000000000001,1.52,-7.5999999999999998E-2,4.3499999999999996,-0.153,17,18,22,27,26,25,20,16,18,18,18,18,18,18,18,18]
[18,1129,26,80,73,0.45800000000000002,605507.53201600001,0,0,0,605507.53201600001,7.7095613439776386E-5,95807865.701928005,1900155.6448261202,0,97708021.346754119,3.1101429154128696E-5,2.4788447198910148,0,1,2,2,0,3,0,0,0,2,10,-0.10340000000000001,1.0349999999999999,-0.42880000000000001,1.52,-7.5999999999999998E-2,4.3499999999999996,-0.153,21,22,27,29,24,28,25,20,18,18,18,18,15,18,18,18]
[18,1128,27,80,73,0.45800000000000002,170670.12691200001,0,0,0,170670.12691200001,2.1730395468932734E-5,95807865.701928005,1900155.6448261202,0,97708021.346754119,3.1101429154128696E-5,0.69869443494843508,1,0,2,0,0,3,0,0,0,1,10,-5.6800000000000003E-2,1.02,-0.24460000000000001,2.94,-0.20599999999999999,4.3499999999999996,-0.153,22,23,18,25,29,24,26,21,18,18,15,15,18,15,18,18]
[19,"NUEVO LEON",null,null,0,null,null,null,null,null,null,null,null,null,null,null,null,null,null,null,null,null,null,null,null,null,null,0]
[19,1063,4,40,36,0.86970000000000003,19311.89774,0,0,0,19311.89774,2.4588671886449621E-6,87786814.32006,31758535.135404006,0,119545349.45546401,3.805246657897023E-5,6.4617813500790502E-2,1,0,2,0,0,3,0,0,0,1,10,-5.6800000000000003E-2,1.02,-0.24460000000000001,2.94,-0.20599999999999999,4.3499999999999996,-0.153,1,2,5,8,7,6,3,81,19,19,19,19,19,19,19,5]
[19,1055,7,40,36,0.86970000000000003,24228.218796000001,0,0,0,24228.218796000001,3.0848326269562956E-6,87786814.32006,31758535.135404006,0,119545349.45546401,3.805246657897023E-5,8.1067875601555206E-2,1,0,2,0,0,3,0,0,0,1,10,-5.6800000000000003E-2,1.02,-0.24460000000000001,2.94,-0.20599999999999999,4.3499999999999996,-0.153,4,5,8,11,10,9,6,3,19,19,19,19,19,19,19,19]
[19,1040,12,48,44,0.86209999999999998,11693.880016000001,0,0,0,11693.880016000001,1.488911046775946E-6,93390289.694416001,28408118.837079965,0,121798408.53149596,3.8769637557027321E-5,3.8404048647240147E-2,1,0,2,0,0,3,0,0,0,1,10,-5.6800000000000003E-2,1.02,-0.24460000000000001,2.94,-0.20599999999999999,4.3499999999999996,-0.153,109,9,13,18,17,123,116,108,5,19,19,19,19,5,5,5]
[19,1037,15,49,45,0.8024,43009.518647999997,0,0,0,43009.518647999997,5.4761419942658011E-6,92879981.994011998,32240666.797340766,0,125120648.79135276,3.9827139476017544E-5,0.13749774817655019,1,0,2,0,0,3,0,0,0,1,10,-5.6800000000000003E-2,1.02,-0.24460000000000001,2.94,-0.20599999999999999,4.3499999999999996,-0.153,11,4,16,21,20,19,14,10,19,28,19,19,19,19,19,19]
[19,1030,18,48,44,0.86209999999999998,73781.087180000002,0,0,0,73781.087180000002,9.3940997851128561E-6,93390289.694416001,28408118.837079965,0,121798408.53149596,3.8769637557027321E-5,0.2423055869762728,1,0,2,0,0,3,0,0,0,1,10,-5.6800000000000003E-2,1.02,-0.24460000000000001,2.94,-0.20599999999999999,4.3499999999999996,-0.153,13,14,19,24,23,22,17,12,19,19,19,19,19,19,19,19]
[19,1029,19,48,44,0.86209999999999998,93634.982371999999,0,0,0,93634.982371999999,1.1921976232661028E-5,93390289.694416001,28408118.837079965,0,121798408.53149596,3.8769637557027321E-5,0.30750806517405965,1,0,2,0,0,3,0,0,0,1,10,-5.6800000000000003E-2,1.02,-0.24460000000000001,2.94,-0.20599999999999999,4.3499999999999996,-0.153,14,15,20,25,24,23,18,13,19,19,19,19,19,19,19,19]
[19,1022,22,48,44,0.86209999999999998,130927.10151200001,0,0,0,130927.10151200001,1.6670156312263332E-5,93390289.694416001,28408118.837079965,0,121798408.53149596,3.8769637557027321E-5,0.42997967901409301,1,0,2,0,0,3,0,0,0,1,10,-5.6800000000000003E-2,1.02,-0.24460000000000001,2.94,-0.20599999999999999,4.3499999999999996,-0.153,17,18,23,29,28,137,130,123,19,19,19,19,19,5,5,5]
[19,1019,25,49,45,0.8024,150881.52013200001,0,0,0,150881.52013200001,1.9210831800181699E-5,92879981.994011998,32240666.797340766,0,125120648.79135276,3.9827139476017544E-5,0.48235529975105951,1,0,2,0,0,3,0,0,0,1,10,-5.6800000000000003E-2,1.02,-0.24460000000000001,2.94,-0.20599999999999999,4.3499999999999996,-0.153,20,21,26,32,31,30,24,19,19,19,19,19,19,19,19,19]
[19,1005,29,56,51,0.62549999999999994,4256194.0675640004,0,0,0,4256194.0675640004,5.4191545968896887E-4,96067765.397888005,25904157.320040122,0,121971922.71792813,3.8824868837961815E-5,13.957946952781457,0,1,0,0,1,0,0,4,4,4,15,-0.1507,1.05,-0.6,1.47,-7.0999999999999994E-2,30.4,-0.374,23,24,30,36,35,145,28,22,19,19,19,19,19,5,19,19]
[19,1001,33,57,52,0.63949999999999996,27587.981204,0,0,0,27587.981204,3.5126108628343188E-6,98333029.758148,29015228.524463285,0,127348258.28261128,4.0536209599641977E-5,{"$f":"L1280/Q1280","v":8.6653658482793688E-2},1,0,2,0,0,3,0,0,0,1,10,-5.6800000000000003E-2,1.02,-0.24460000000000001,2.94,-0.20599999999999999,4.3499999999999996,-0.153,27,7,34,40,39,38,32,26,19,28,19,19,19,19,19,19]
[19,995,36,56,51,0.62549999999999994,4429319.2460320005,0,0,0,4429319.2460320005,5.6395844203044787E-4,96067765.397888005,25904157.320040122,0,121971922.71792813,3.8824868837961815E-5,14.525701152634053,0,1,0,0,1,0,0,4,4,4,15,-0.1507,1.05,-0.6,1.47,-7.0999999999999994E-2,30.4,-0.374,30,31,37,42,41,154,35,29,19,19,19,19,19,5,19,19]
[19,991,40,57,52,0.63949999999999996,18767.82764,0,0,0,18767.82764,2.3895940320021603E-6,98333029.758148,29015228.524463285,0,127348258.28261128,4.0536209599641977E-5,5.8949617036301923E-2,1,0,2,0,0,3,0,0,0,1,10,-5.6800000000000003E-2,1.02,-0.24460000000000001,2.94,-0.20599999999999999,4.3499999999999996,-0.153,34,9,14,18,45,44,39,33,19,28,28,28,19,19,19,19]
[19,984,43,57,52,0.63949999999999996,107025.32477600001,0,0,0,107025.32477600001,1.3626887579292718E-5,98333029.758148,29015228.524463285,0,127348258.28261128,4.0536209599641977E-5,0.3361658061737739,1,0,2,0,0,3,0,0,0,1,10,-5.6800000000000003E-2,1.02,-0.24460000000000001,2.94,-0.20599999999999999,4.3499999999999996,-0.153,38,39,44,50,49,48,42,37,19,19,19,19,19,19,19,19]
[19,978,46,56,51,0.62549999999999994,91501.191256000006,0,0,0,91501.191256000006,1.165029350975145E-5,96067765.397888005,25904157.320040122,0,121971922.71792813,3.8824868837961815E-5,0.30007296504657177,1,0,2,0,0,3,0,0,0,1,10,-5.6800000000000003E-2,1.02,-0.24460000000000001,2.94,-0.20599999999999999,4.3499999999999996,-0.153,154,41,47,52,51,166,162,153,19,19,19,19,19,5,5,5]
[19,976,48,57,52,0.63949999999999996,269944.78449200001,0,0,0,269944.78449200001,3.4370437451022574E-5,98333029.758148,29015228.524463285,0,127348258.28261128,4.0536209599641977E-5,0.84789470427758351,1,0,2,0,0,3,0,0,0,1,10,-5.6800000000000003E-2,1.02,-0.24460000000000001,2.94,-0.20599999999999999,4.3499999999999996,-0.153,42,43,49,54,53,52,47,41,19,19,19,19,19,19,19,19]
[19,969,51,64,59,0.81589999999999996,48216.010424,0,0,0,48216.010424,6.1390531161199619E-6,99266141.069368005,22116315.893261041,0,121382456.96262905,3.8637236060483325E-5,0.15888955168816407,1,0,2,0,0,3,0,0,0,1,10,-5.6800000000000003E-2,1.02,-0.24460000000000001,2.94,-0.20599999999999999,4.3499999999999996,-0.153,46,47,52,56,55,167,166,162,19,19,19,19,19,5,5,5]
[19,960,55,64,59,0.81589999999999996,38457.983639999999,0,0,0,38457.983639999999,4.8966225581225933E-6,99266141.069368005,22116315.893261041,0,121382456.96262905,3.8637236060483325E-5,0.12673325158293788,1,0,2,0,0,3,0,0,0,1,10,-5.6800000000000003E-2,1.02,-0.24460000000000001,2.94,-0.20599999999999999,4.3499999999999996,-0.153,51,52,56,59,58,1,167,166,19,19,19,19,19,24,5,5]
[19,951,58,64,59,0.81589999999999996,22831.254044000001,0,0,0,22831.254044000001,2.9069655504715407E-6,99266141.069368005,22116315.893261041,0,121382456.96262905,3.8637236060483325E-5,7.5237409475173947E-2,1,0,2,0,0,3,0,0,0,1,10,-5.6800000000000003E-2,1.02,-0.24460000000000001,2.94,-0.20599999999999999,4.3499999999999996,-0.153,55,56,59,62,61,3,1,167,19,19,19,19,19,24,24,5]
[19,941,62,64,59,0.81589999999999996,55197.725212000005,0,0,0,55197.725212000005,7.0279926519343502E-6,99266141.069368005,22116315.893261041,0,121382456.96262905,3.8637236060483325E-5,0.18189687898307794,1,0,2,0,0,3,0,0,0,1,10,-5.6800000000000003E-2,1.02,-0.24460000000000001,2.94,-0.20599999999999999,4.3499999999999996,-0.153,59,60,63,66,65,64,61,58,19,19,19,19,19,19,19,19]
[19,940,63,65,60,0.54510000000000003,45638.672636000003,0,0,0,45638.672636000003,5.8108962769377775E-6,99943083.451028004,24963261.350619242,0,124906344.80164725,3.9758924397445649E-5,0.14615325653304403,1,0,2,0,0,3,0,0,0,1,10,-5.6800000000000003E-2,1.02,-0.24460000000000001,2.94,-0.20599999999999999,4.3499999999999996,-0.153,60,38,44,50,66,65,62,59,19,28,28,28,19,19,19,19]
[20,"OAXACA",null,null,0,null,null,null,null,null,null,null,null,null,null,null,null,null,null,null,null,null,null,null,null,null,null,0]
[20,735,1,107,99,0.28289999999999998,576451.07970400003,0,0,0,576451.07970400003,7.3396031028441399E-5,100400189.386244,1454351.6740104002,23050404.68595637,124904945.74621077,3.9758479064268901E-5,{"$f":"L1317/Q1317","v":1.846047252204944},1,0,2,0,0,3,0,0,0,1,10,-5.6800000000000003E-2,1.02,-0.24460000000000001,2.94,-0.20599999999999999,4.3499999999999996,-0.153,50,51,55,6,5,4,32,49,30,30,30,20,20,20,21,30]
[20,727,4,107,99,0.28289999999999998,489391.57311200001,0,0,0,489391.57311200001,6.2311270374634797E-5,100400189.386244,1454351.6740104002,23050404.68595637,124904945.74621077,3.9758479064268901E-5,1.5672448202535538,1,0,2,0,0,3,0,0,0,1,10,-5.6800000000000003E-2,1.02,-0.24460000000000001,2.94,-0.20599999999999999,4.3499999999999996,-0.153,32,1,5,12,11,10,3,31,21,20,20,20,20,20,20,21]
[20,683,7,114,106,0.42609999999999998,310992.54180800001,0,0,0,310992.54180800001,3.9596800234764899E-5,98679429.345740005,1288988.5868996403,14233673.128068369,114202091.06070802,3.6351654607484868E-5,1.0892709193658505,1,0,2,0,0,3,0,0,0,1,10,-5.6800000000000003E-2,1.02,-0.24460000000000001,2.94,-0.20599999999999999,4.3499999999999996,-0.153,35,2,8,16,15,43,33,34,21,20,20,20,20,13,13,21]
[20,679,11,115,107,0.26640000000000003,308833.87891600002,0,0,0,308833.87891600002,3.9321950738980224E-5,98171796.397579998,1269520.5501039601,24390398.134485368,123831715.08216932,3.9416859133748915E-5,0.99759218778831038,1,0,2,0,0,3,0,0,0,1,10,-5.6800000000000003E-2,1.02,-0.24460000000000001,2.94,-0.20599999999999999,4.3499999999999996,-0.153,4,5,12,20,19,18,10,3,20,20,20,20,20,20,20,20]
[20,674,15,114,106,0.42609999999999998,377065.451076,0,0,0,377065.451076,4.8009464326336502E-5,98679429.345740005,1288988.5868996403,14233673.128068369,114202091.06070802,3.6351654607484868E-5,1.3206954358674852,1,0,2,0,0,3,0,0,0,1,10,-5.6800000000000003E-2,1.02,-0.24460000000000001,2.94,-0.20599999999999999,4.3499999999999996,-0.153,7,8,16,25,24,52,43,33,20,20,20,20,20,13,13,13]
[20,670,19,115,107,0.26640000000000003,221469.69306799999,0,0,0,221469.69306799999,2.8198397117453654E-5,98171796.397579998,1269520.5501039601,24390398.134485368,123831715.08216932,3.9416859133748915E-5,0.71538924554518968,1,0,2,0,0,3,0,0,0,1,10,-5.6800000000000003E-2,1.02,-0.24460000000000001,2.94,-0.20599999999999999,4.3499999999999996,-0.153,11,12,20,29,28,27,18,10,20,20,20,20,20,20,20,20]
[20,171,22,116,108,0.54690000000000005,188873.15797200002,0,0,0,188873.15797200002,2.4048077366896178E-5,92388396.522992,542309.02373736002,30575647.752708368,123506353.29943773,3.9313293261719068E-5,0.61170345630425105,1,0,2,0,0,3,0,0,0,1,10,-5.6800000000000003E-2,1.02,-0.24460000000000001,2.94,-0.20599999999999999,4.3499999999999996,-0.153,14,67,23,32,31,30,21,13,20,30,20,20,20,20,20,20]
[20,664,25,115,107,0.26640000000000003,360253.16682400001,0,0,0,360253.16682400001,4.5868857811639045E-5,98171796.397579998,1269520.5501039601,24390398.134485368,123831715.08216932,3.9416859133748915E-5,1.1636862707908124,1,0,2,0,0,3,0,0,0,1,10,-5.6800000000000003E-2,1.02,-0.24460000000000001,2.94,-0.20599999999999999,4.3499999999999996,-0.153,16,17,26,36,35,34,24,15,20,20,20,20,20,20,20,20]
[20,663,26,115,107,0.26640000000000003,234086.937768,0,0,0,234086.937768,2.9804874607217671E-5,98171796.397579998,1269520.5501039601,24390398.134485368,123831715.08216932,3.9416859133748915E-5,0.75614534648953258,1,0,2,0,0,3,0,0,0,1,10,-5.6800000000000003E-2,1.02,-0.24460000000000001,2.94,-0.20599999999999999,4.3499999999999996,-0.153,17,18,27,37,36,35,25,16,20,20,20,20,20,20,20,20]
[20,660,29,115,107,0.26640000000000003,819874.26038800005,0,0,0,819874.26038800005,1.0438963300364954E-4,98171796.397579998,1269520.5501039601,24390398.134485368,123831715.08216932,3.9416859133748915E-5,2.648349850743704,0,1,2,2,0,3,0,0,0,2,10,-0.10340000000000001,1.0349999999999999,-0.42880000000000001,1.52,-7.5999999999999998E-2,4.3499999999999996,-0.153,20,21,30,40,39,38,28,19,20,20,20,20,20,20,20,20]
[20,161,32,116,108,0.54690000000000005,131283.596968,0,0,0,131283.596968,1.6715546723473092E-5,92388396.522992,542309.02373736002,30575647.752708368,123506353.29943773,3.9313293261719068E-5,0.42518815740500915,1,0,2,0,0,3,0,0,0,1,10,-5.6800000000000003E-2,1.02,-0.24460000000000001,2.94,-0.20599999999999999,4.3499999999999996,-0.153,23,73,33,43,42,41,31,22,20,30,20,20,20,20,20,20]
[20,653,37,115,107,0.26640000000000003,738023.31822000002,0,0,0,738023.31822000002,9.3968047369436694E-5,98171796.397579998,1269520.5501039601,24390398.134485368,123831715.08216932,3.9416859133748915E-5,2.3839557345395077,0,1,2,2,0,3,0,0,0,2,10,-0.10340000000000001,1.0349999999999999,-0.42880000000000001,1.52,-7.5999999999999998E-2,4.3499999999999996,-0.153,27,28,38,50,49,48,36,26,20,20,20,20,20,20,20,20]
[20,650,40,115,107,0.26640000000000003,247336.340108,0,0,0,{"$f":"SUM(G1356:J1356)","v":247336.340108},3.1491840907557129E-5,98171796.397579998,1269520.5501039601,24390398.134485368,123831715.08216932,3.9416859133748915E-5,0.79894343688570701,1,0,2,0,0,3,0,0,0,1,10,-5.6800000000000003E-2,1.02,-0.24460000000000001,2.94,-0.20599999999999999,4.3499999999999996,-0.153,30,31,41,53,52,51,39,29,20,20,20,20,20,20,20,20]
[20,150,44,116,108,0.54690000000000005,170216.217,0,0,0,170216.217,2.1672601863962167E-5,92388396.522992,542309.02373736002,30575647.752708368,123506353.29943773,3.9313293261719068E-5,0.55127922557089992,1,0,2,0,0,3,0,0,0,1,10,-5.6800000000000003E-2,1.02,-0.24460000000000001,2.94,-0.20599999999999999,4.3499999999999996,-0.153,78,79,45,57,56,55,43,33,30,30,20,20,20,20,20,20]
[20,646,47,121,112,0.22600000000000001,330141.73668000003,0,0,0,330141.73668000003,4.203495145085192E-5,92751469.527419999,0,25685215.610987369,118436685.13840736,3.7699567766391904E-5,1.1149982331713864,1,0,2,0,0,3,0,0,0,1,10,-5.6800000000000003E-2,1.02,-0.24460000000000001,2.94,-0.20599999999999999,4.3499999999999996,-0.153,35,36,48,61,60,59,66,34,20,20,20,20,20,20,13,20]
[20,644,49,121,112,0.22600000000000001,434458.11051999999,0,0,0,434458.11051999999,5.5316924684498381E-5,92751469.527419999,0,25685215.610987369,118436685.13840736,3.7699567766391904E-5,1.4673092547711344,1,0,2,0,0,3,0,0,0,1,10,-5.6800000000000003E-2,1.02,-0.24460000000000001,2.94,-0.20599999999999999,4.3499999999999996,-0.153,37,38,50,63,62,61,48,36,20,20,20,20,20,20,20,20]
[20,641,52,121,112,0.22600000000000001,237605.257748,0,0,0,237605.257748,3.0252841020174453E-5,92751469.527419999,0,25685215.610987369,118436685.13840736,3.7699567766391904E-5,0.80247182693548025,1,0,2,0,0,3,0,0,0,1,10,-5.6800000000000003E-2,1.02,-0.24460000000000001,2.94,-0.20599999999999999,4.3499999999999996,-0.153,40,41,53,66,65,64,51,39,20,20,20,20,20,20,20,20]
[20,142,55,122,113,0.3695,205366.25443200002,0,0,0,205366.25443200002,2.614804362969653E-5,89113900.781064004,0,31154354.373755369,120268255.15481937,3.8282574609853653E-5,0.68302730148578394,1,0,2,0,0,3,0,0,0,1,10,-5.6800000000000003E-2,1.02,-0.24460000000000001,2.94,-0.20599999999999999,4.3499999999999996,-0.153,43,44,56,69,68,67,54,42,20,20,20,20,20,20,20,20]
[20,638,59,120,111,0.34100000000000003,356612.560612,0,0,0,356612.560612,4.5405321432046354E-5,92617909.126624003,0,14463821.690274369,107081730.81689838,3.4085173548690233E-5,1.3321135468823544,1,0,2,0,0,3,0,0,0,1,10,-5.6800000000000003E-2,1.02,-0.24460000000000001,2.94,-0.20599999999999999,4.3499999999999996,-0.153,66,47,60,73,72,70,69,65,13,20,20,20,20,13,13,13]
[20,635,62,121,112,0.22600000000000001,243183.78984000001,0,0,0,243183.78984000001,3.0963121786285309E-5,92751469.527419999,0,25685215.610987369,118436685.13840736,3.7699567766391904E-5,0.82131238156762243,1,0,2,0,0,3,0,0,0,1,10,-5.6800000000000003E-2,1.02,-0.24460000000000001,2.94,-0.20599999999999999,4.3499999999999996,-0.153,49,50,63,76,75,74,61,48,20,20,20,20,20,20,20,20]
[20,632,65,121,112,0.22600000000000001,316802.17415199999,0,0,0,316802.17415199999,4.0336505598840221E-5,92751469.527419999,0,25685215.610987369,118436685.13840736,3.7699567766391904E-5,{"$f":"L1381/Q1381","v":1.0699461025332782},1,0,2,0,0,3,0,0,0,1,10,-5.6800000000000003E-2,1.02,-0.24460000000000001,2.94,-0.20599999999999999,4.3499999999999996,-0.153,52,53,66,79,78,77,64,51,20,20,20,20,20,20,20,20]
[20,355,70,122,113,0.3695,113429.807096,0,0,0,113429.807096,1.4442331594630838E-5,89113900.781064004,0,31154354.373755369,120268255.15481937,3.8282574609853653E-5,0.37725601639429673,1,0,2,0,0,3,0,0,0,1,10,-5.6800000000000003E-2,1.02,-0.24460000000000001,2.94,-0.20599999999999999,4.3499999999999996,-0.153,57,58,71,84,83,82,69,56,20,20,20,20,20,20,20,20]
[20,628,73,121,112,0.22600000000000001,276100.54905199999,0,0,0,276100.54905199999,3.5154213737609692E-5,92751469.527419999,0,25685215.610987369,118436685.13840736,3.7699567766391904E-5,0.93248320393075379,1,0,2,0,0,3,0,0,0,1,10,-5.6800000000000003E-2,1.02,-0.24460000000000001,2.94,-0.20599999999999999,4.3499999999999996,-0.153,60,61,74,86,85,0,72,59,20,20,20,20,20,0,20,20]
[20,625,76,121,112,0.22600000000000001,303215.96651200001,0,0,0,303215.96651200001,3.8606655915817126E-5,92751469.527419999,0,25685215.610987369,118436685.13840736,3.7699567766391904E-5,1.0240609694797049,1,0,2,0,0,3,0,0,0,1,10,-5.6800000000000003E-2,1.02,-0.24460000000000001,2.94,-0.20599999999999999,4.3499999999999996,-0.153,63,64,77,89,88,87,75,62,20,20,20,20,20,20,20,20]
[20,624,77,121,112,0.22600000000000001,283842.92565599998,0,0,0,283842.92565599998,3.6140003743854208E-5,92751469.527419999,0,25685215.610987369,118436685.13840736,3.7699567766391904E-5,0.95863177975403735,1,0,2,0,0,3,0,0,0,1,10,-5.6800000000000003E-2,1.02,-0.24460000000000001,2.94,-0.20599999999999999,4.3499999999999996,-0.153,64,65,78,90,89,88,76,63,20,20,20,20,20,20,20,20]
[20,349,80,122,113,0.3695,270714.773224,0,0,0,270714.773224,3.4468475461280857E-5,89113900.781064004,0,31154354.373755369,120268255.15481937,3.8282574609853653E-5,0.90036983699651496,1,0,2,0,0,3,0,0,0,1,10,-5.6800000000000003E-2,1.02,-0.24460000000000001,2.94,-0.20599999999999999,4.3499999999999996,-0.153,67,68,81,0,92,91,79,66,20,20,20,0,20,20,20,20]
[20,345,84,122,113,0.3695,147102.046504,0,0,0,147102.046504,1.872961427203637E-5,89113900.781064004,0,31154354.373755369,120268255.15481937,3.8282574609853653E-5,0.48924646429646101,1,0,2,0,0,3,0,0,0,1,10,-5.6800000000000003E-2,1.02,-0.24460000000000001,2.94,-0.20599999999999999,4.3499999999999996,-0.153,71,30,40,51,93,0,83,70,20,8,8,8,20,0,20,20]
[20,619,87,121,112,0.22600000000000001,219861.31822000002,0,0,0,219861.31822000002,2.7993612471530559E-5,92751469.527419999,0,25685215.610987369,118436685.13840736,3.7699567766391904E-5,0.74254465316406282,1,0,2,0,0,3,0,0,0,1,10,-5.6800000000000003E-2,1.02,-0.24460000000000001,2.94,-0.20599999999999999,4.3499999999999996,-0.153,75,76,88,94,0,0,86,74,20,20,20,20,0,0,20,20]
[20,341,91,122,113,0.3695,64529.822831999998,0,0,0,64529.822831999998,8.2161922244456392E-6,89113900.781064004,0,31154354.373755369,120268255.15481937,3.8282574609853653E-5,0.21461963590951513,1,0,2,0,0,3,0,0,0,1,10,-5.6800000000000003E-2,1.02,-0.24460000000000001,2.94,-0.20599999999999999,4.3499999999999996,-0.153,79,80,92,0,97,96,90,78,20,20,20,0,20,20,20,20]
[20,1086,95,125,112,0.24940000000000001,241862.47674000001,0,0,0,241862.47674000001,3.0794886977295651E-5,92751469.527419999,0,25685215.610987369,118436685.13840736,3.7699567766391904E-5,0.81684986862762976,1,0,2,0,0,3,0,0,0,1,10,-5.6800000000000003E-2,1.02,-0.24460000000000001,2.94,-0.20599999999999999,4.3499999999999996,-0.153,89,90,96,0,0,0,94,88,20,20,20,0,0,0,20,20]
[21,"PUEBLA",null,null,0,null,null,null,null,null,null,null,null,null,null,null,null,null,null,null,null,null,null,null,null,null,null,0]
[21,767,1,92,84,0.34300000000000003,982350.17343199998,0,0,0,982350.17343199998,1.2507670875910678E-4,102979583.24106,4645905.4474786809,15215555.596556367,{"$f":"SUM(M1415:O1415)","v":122841044.28509505},{"$f":"P1415/(PI()*1000000^2)","v":3.9101518825086595E-5},{"$f":"L1415/Q1415","v":3.198768552153032},{"$f":"IF(R1415<=2,1,0)","v":0},{"$f":"IF(R1415>2,1,0)","v":1},{"$f":"IF(R1415<=6,2,0)","v":2},{"$f":"T1415*U1415","v":2},{"$f":"IF(R1415>6,1,0)","v":0},{"$f":"IF(R1415<=10,3,0)","v":3},{"$f":"W1415*X1415","v":0},{"$f":"IF(R1415>10,4,0)","v":0},{"$f":"IF(Z1415=4,AB1415,0)","v":0},2,10,-0.10340000000000001,1.0349999999999999,-0.42880000000000001,1.52,-7.5999999999999998E-2,4.3499999999999996,-0.153,20,21,24,27,2,15,23,19,32,32,32,32,21,14,32,32]
[21,752,6,92,84,0.34300000000000003,1116961.406764,0,0,0,{"$f":"SUM(G1420:J1420)","v":1116961.406764},1.4221594330349421E-4,102979583.24106,4645905.4474786809,15215555.596556367,122841044.28509505,3.9101518825086595E-5,3.6370951200046959,0,1,2,2,0,3,0,0,0,2,10,-0.10340000000000001,1.0349999999999999,-0.42880000000000001,1.52,-7.5999999999999998E-2,4.3499999999999996,-0.153,28,null,30,32,31,9,5,27,32,21,32,32,32,21,21,32]
[21,432,8,100,92,0.3407,1222450.899372,0,0,0,1222450.899372,1.5564728265774955E-4,102098361.70884401,2198034.3505111202,18063616.79687937,122360012.85623449,3.8948401765715166E-5,3.9962431217077587,0,1,2,2,0,3,0,0,0,2,10,-0.10340000000000001,1.0349999999999999,-0.42880000000000001,1.52,-7.5999999999999998E-2,4.3499999999999996,-0.153,4,5,9,11,10,2,7,3,21,21,21,21,21,29,21,21]
[21,417,12,99,91,0.19980000000000001,6282047.8936680006,0,0,0,6282047.8936680006,7.998551800138333E-4,102568876.640296,2220517.6284970804,9320044.8634469993,114109439.13224007,3.6322162582679526E-5,22.021133190875858,0,1,0,0,1,0,0,4,6,6,15,-0.10340000000000001,1.0349999999999999,-0.42880000000000001,1.5,-7.3999999999999996E-2,3.93,-0.14099999999999999,1,2,4,15,14,19,15,11,29,29,29,21,21,11,11,11]
[21,407,15,99,91,0.19980000000000001,4154146.2069600001,0,0,0,4154146.2069600001,5.289223225313054E-4,102568876.640296,2220517.6284970804,9320044.8634469993,114109439.13224007,3.6322162582679526E-5,14.56197222088108,0,1,0,0,1,0,0,4,4,4,15,-0.1507,1.05,-0.6,1.47,-7.0999999999999994E-2,30.4,-0.374,4,5,16,20,19,18,14,12,29,29,21,21,21,21,21,21]
[21,399,18,106,98,0.20119999999999999,3699473.5604960001,0,0,0,3699473.5604960001,4.710316031925699E-4,100298058.61972,1424680.5586384803,13090348.368022367,114813087.54638085,3.6546140829298085E-5,12.888682430046245,0,1,0,0,1,0,0,4,6,6,15,-0.10340000000000001,1.0349999999999999,-0.42880000000000001,1.5,-7.3999999999999996E-2,3.93,-0.14099999999999999,14,15,19,23,22,4,2,19,21,21,21,21,21,17,17,11]
[21,390,22,106,98,0.20119999999999999,796195.29331199999,0,0,0,796195.29331199999,1.0137473327768503E-4,100298058.61972,1424680.5586384803,13090348.368022367,114813087.54638085,3.6546140829298085E-5,2.7738833971880159,0,1,2,2,0,3,0,0,0,2,10,-0.10340000000000001,1.0349999999999999,-0.42880000000000001,1.52,-7.5999999999999998E-2,4.3499999999999996,-0.153,18,19,23,28,27,26,4,2,21,21,21,21,21,21,17,17]
[21,389,23,106,98,0.20119999999999999,2414989.3428080003,0,0,0,2414989.3428080003,3.0748599313771283E-4,100298058.61972,1424680.5586384803,13090348.368022367,114813087.54638085,3.6546140829298085E-5,8.4136378331692239,0,1,0,0,1,3,3,0,0,3,10,-0.10340000000000001,1.0349999999999999,-0.42880000000000001,1.38,-5.6000000000000001E-2,4.3499999999999996,-0.153,19,20,24,29,28,27,22,18,21,21,21,21,21,21,21,21]
[21,381,27,106,98,0.20119999999999999,393165.78074000002,0,0,0,393165.78074000002,5.0059421967484246E-5,100298058.61972,1424680.5586384803,13090348.368022367,114813087.54638085,3.6546140829298085E-5,1.3697594556236405,1,0,2,0,0,3,0,0,0,1,10,-5.6800000000000003E-2,1.02,-0.24460000000000001,2.94,-0.20599999999999999,4.3499999999999996,-0.153,22,23,28,35,34,33,26,4,21,21,21,21,21,21,21,17]
[21,738,30,107,99,0.28289999999999998,740937.46130800003,0,0,0,740937.46130800003,9.433908759130253E-5,100400189.386244,1454351.6740104002,23050404.68595637,124904945.74621077,3.9758479064268901E-5,2.372804237274897,0,1,2,2,0,3,0,0,0,2,10,-0.10340000000000001,1.0349999999999999,-0.42880000000000001,1.52,-7.5999999999999998E-2,4.3499999999999996,-0.153,25,48,31,3,37,36,29,24,21,32,21,20,21,21,21,21]
[21,733,33,106,98,0.20119999999999999,232680.64610000001,0,0,0,232680.64610000001,2.9625819990904755E-5,100298058.61972,1424680.5586384803,13090348.368022367,114813087.54638085,3.6546140829298085E-5,0.81064154295477653,1,0,2,0,0,3,0,0,0,1,10,-5.6800000000000003E-2,1.02,-0.24460000000000001,2.94,-0.20599999999999999,4.3499999999999996,-0.153,26,27,34,33,32,31,22,12,21,21,21,13,13,13,13,13]
[21,729,37,107,99,0.28289999999999998,599902.05550000002,0,0,0,599902.05550000002,7.6381902003050837E-5,100400189.386244,1454351.6740104002,23050404.68595637,124904945.74621077,3.9758479064268901E-5,1.9211474835237232,1,0,2,0,0,3,0,0,0,1,10,-5.6800000000000003E-2,1.02,-0.24460000000000001,2.94,-0.20599999999999999,4.3499999999999996,-0.153,30,31,3,10,9,8,36,29,21,21,20,20,20,20,21,21]
[22,845,2,83,76,0.41770000000000002,552717.18745600001,0,0,0,552717.18745600001,7.0374138012377704E-5,103910984.61768,12145461.873474602,2909385.7626219997,118965832.25377659,3.7868000524459562E-5,1.8584064919646839,1,0,2,0,0,3,0,0,0,1,10,-5.6800000000000003E-2,1.02,-0.24460000000000001,2.94,-0.20599999999999999,4.3499999999999996,-0.153,68,69,70,2,1,4,1,67,24,24,24,14,14,22,22,24]
[22,829,6,91,83,0.31569999999999998,484868.01885200001,0,0,0,484868.01885200001,6.1735313557976083E-5,103458312.076536,3994222.8067948804,5529089.5734639997,112981624.45679489,3.5963168021702164E-5,1.716626119276299,1,0,2,0,0,3,0,0,0,1,10,-5.6800000000000003E-2,1.02,-0.24460000000000001,2.94,-0.20599999999999999,4.3499999999999996,-0.153,3,4,7,7,10,9,5,15,22,22,22,14,22,22,22,12]
[22,820,10,91,83,0.31569999999999998,810171.15877600003,0,0,0,810171.15877600003,1.0315419573575136E-4,103458312.076536,3994222.8067948804,5529089.5734639997,112981624.45679489,3.5963168021702164E-5,2.8683289434763481,0,1,2,2,0,3,0,0,0,2,10,-0.10340000000000001,1.0349999999999999,-0.42880000000000001,1.52,-7.5999999999999998E-2,4.3499999999999996,-0.153,6,7,7,11,12,11,9,5,22,22,14,14,22,22,22,22]
[22,803,13,90,82,0.18390000000000001,1105068.5525400001,0,0,0,1105068.5525400001,1.407016980737175E-4,102817973.69488001,2811986.1983228405,0,105629959.89320286,3.3623060511203775E-5,4.1846784895394427,0,1,2,2,0,3,0,0,0,2,10,-0.10340000000000001,1.0349999999999999,-0.42880000000000001,1.52,-7.5999999999999998E-2,4.3499999999999996,-0.153,11,12,1,3,15,14,32,29,22,22,11,11,16,16,12,12]
[23,"QUINTANA ROO",null,null,0,null,null,null,null,null,null,null,null,null,null,null,null,null,null,null,null,null,null,null,null,null,null,0]
[23,2,3,95,87,0.43919999999999998,941257.85418400005,0,0,0,941257.85418400005,1.1984467217396325E-4,15929401.492412001,11605350.294703441,44811897.916257367,72346649.703372806,2.3028653832859172E-5,5.2041544870051863,0,1,2,2,0,3,0,0,0,2,10,-0.10340000000000001,1.0349999999999999,-0.42880000000000001,1.52,-7.5999999999999998E-2,4.3499999999999996,-0.153,2,0,0,0,4,10,9,8,23,0,0,0,23,23,23,23]
[23,32,9,95,87,0.43919999999999998,956301.13336800004,0,0,0,956301.13336800004,1.2176004196791925E-4,15929401.492412001,11605350.294703441,44811897.916257367,72346649.703372806,2.3028653832859172E-5,5.287327815670321,0,1,2,2,0,3,0,0,0,2,10,-0.10340000000000001,1.0349999999999999,-0.42880000000000001,1.52,-7.5999999999999998E-2,4.3499999999999996,-0.153,8,2,3,4,10,14,13,12,23,23,23,23,23,23,23,23]
[23,51,11,87,79,0.4859,31964.377456000002,0,0,0,31964.377456000002,4.069830939982034E-6,15139634.516872,17991461.866173841,43391667.198175363,76522763.581221208,2.4357952166007648E-5,0.16708428164423533,1,0,2,0,0,3,0,0,0,1,10,-5.6800000000000003E-2,1.02,-0.24460000000000001,2.94,-0.20599999999999999,4.3499999999999996,-0.153,0,6,7,8,12,16,7,0,0,23,23,23,23,31,31,0]
[23,24,14,95,87,0.43919999999999998,239479.96786400001,0,0,0,239479.96786400001,3.0491536525635077E-5,15929401.492412001,11605350.294703441,44811897.916257367,72346649.703372806,2.3028653832859172E-5,1.3240694287621473,1,0,2,0,0,3,0,0,0,1,10,-5.6800000000000003E-2,1.02,-0.24460000000000001,2.94,-0.20599999999999999,4.3499999999999996,-0.153,13,9,10,0,15,22,21,25,23,23,23,0,23,23,23,31]
[23,122,18,103,95,0.5595,885.02069600000004,0,0,0,{"$f":"SUM(G1484:J1484)","v":885.02069600000004},1.1268433480562369E-7,16211905.48746,5457025.7215848006,46111101.429623365,67780032.638668165,2.1575054474748083E-5,5.2228992022945713E-3,1,0,2,0,0,3,0,0,0,1,10,-5.6800000000000003E-2,1.02,-0.24460000000000001,2.94,-0.20599999999999999,4.3499999999999996,-0.153,17,0,0,0,19,26,25,24,23,0,0,0,23,23,23,23]
[23,25,21,95,87,0.43919999999999998,170776.868284,0,0,0,170776.868284,2.1743986202521701E-5,15929401.492412001,11605350.294703441,44811897.916257367,72346649.703372806,2.3028653832859172E-5,0.94421438440728989,1,0,2,0,0,3,0,0,0,1,10,-5.6800000000000003E-2,1.02,-0.24460000000000001,2.94,-0.20599999999999999,4.3499999999999996,-0.153,25,13,14,15,22,39,32,24,31,23,23,23,23,31,31,31]
[23,131,24,103,95,0.5595,41706.859380000002,0,0,0,41706.859380000002,5.3102822649324654E-6,16211905.48746,5457025.7215848006,46111101.429623365,67780032.638668165,2.1575054474748083E-5,0.2461306538598888,1,0,2,0,0,3,0,0,0,1,10,-5.6800000000000003E-2,1.02,-0.24460000000000001,2.94,-0.20599999999999999,4.3499999999999996,-0.153,23,16,17,18,25,34,33,32,23,23,23,23,23,23,23,23]
[23,115,26,103,95,0.5595,38383.368311999999,0,0,0,38383.368311999999,4.8871222394972948E-6,16211905.48746,5457025.7215848006,46111101.429623365,67780032.638668165,2.1575054474748083E-5,0.22651726071965611,1,0,2,0,0,3,0,0,0,1,10,-5.6800000000000003E-2,1.02,-0.24460000000000001,2.94,-0.20599999999999999,4.3499999999999996,-0.153,25,18,19,20,27,36,35,34,23,23,23,23,23,23,23,23]
[23,90,29,112,104,0.26429999999999998,9730.0460359999997,0,0,0,9730.0460359999997,1.2388679385128815E-6,16370080.655904001,465702.31934028008,49357654.430916369,66193437.406160653,2.1070025526868871E-5,5.8797647726295116E-2,1,0,2,0,0,3,0,0,0,1,10,-5.6800000000000003E-2,1.02,-0.24460000000000001,2.94,-0.20599999999999999,4.3499999999999996,-0.153,28,0,0,0,30,39,38,37,23,0,0,0,23,23,23,23]
[23,8,32,94,86,7.1999999999999995E-2,49147.665699999998,0,0,0,49147.665699999998,6.2576751500663973E-6,31943411.585156001,2088525.1139913602,41297985.647962369,75329922.347109735,2.3978259008542292E-5,0.26097287329480806,1,0,2,0,0,3,0,0,0,1,10,-5.6800000000000003E-2,1.02,-0.24460000000000001,2.94,-0.20599999999999999,4.3499999999999996,-0.153,39,22,23,24,33,41,40,38,31,23,23,23,23,23,23,31]
[23,108,36,102,94,0.17949999999999999,31693.896892000001,0,0,0,31693.896892000001,4.0353922849653269E-6,32067320.700540002,54135.662763600005,41899022.222314365,74020478.585617959,2.356145011385777E-5,0.17127096445527745,1,0,2,0,0,3,0,0,0,1,10,-5.6800000000000003E-2,1.02,-0.24460000000000001,2.94,-0.20599999999999999,4.3499999999999996,-0.153,35,26,27,28,37,45,44,43,23,23,23,23,23,23,23,23]
[23,82,39,111,103,0.22650000000000001,196327.43650400001,0,0,41902.019793999993,238229.456298,3.0332316447937089E-5,30752851.484236002,33043.250176200003,42296234.762532368,73082129.496944577,2.3262764322241483E-5,1.3038999160962321,1,0,2,0,0,3,0,0,0,1,10,-5.6800000000000003E-2,1.02,-0.24460000000000001,2.94,-0.20599999999999999,4.3499999999999996,-0.153,38,29,30,31,0,0,47,46,23,23,23,23,0,0,23,23]
[23,117,43,102,94,0.17949999999999999,52863.923564000004,0,0,0,52863.923564000004,6.7308437971541807E-6,32067320.700540002,54135.662763600005,41899022.222314365,74020478.585617959,2.356145011385777E-5,0.28567188202034327,1,0,2,0,0,3,0,0,0,1,10,-5.6800000000000003E-2,1.02,-0.24460000000000001,2.94,-0.20599999999999999,4.3499999999999996,-0.153,42,34,35,36,44,51,50,49,23,23,23,23,23,23,23,23]
[23,83,47,111,103,0.22650000000000001,219018.786808,0,0,41902.019793999993,260920.806602,3.3221468900986194E-5,30752851.484236002,33043.250176200003,42296234.762532368,73082129.496944577,2.3262764322241483E-5,1.4280963535027182,1,0,2,0,0,3,0,0,0,1,10,-5.6800000000000003E-2,1.02,-0.24460000000000001,2.94,-0.20599999999999999,4.3499999999999996,-0.153,46,38,39,0,0,55,54,53,23,23,23,0,0,23,23,23]
[23,118,50,102,94,0.17949999999999999,43581.569496000004,0,0,0,43581.569496000004,5.5489777703930904E-6,32067320.700540002,54135.662763600005,41899022.222314365,74020478.585617959,2.356145011385777E-5,0.23551087660472284,1,0,2,0,0,3,0,0,0,1,10,-5.6800000000000003E-2,1.02,-0.24460000000000001,2.94,-0.20599999999999999,4.3499999999999996,-0.153,49,42,43,44,51,59,58,57,23,23,23,23,23,23,23,23]
[23,110,51,102,94,0.17949999999999999,26394.135956000002,0,0,0,26394.135956000002,3.3606057648295432E-6,32067320.700540002,54135.662763600005,41899022.222314365,74020478.585617959,2.356145011385777E-5,0.14263153365305764,1,0,2,0,0,3,0,0,0,1,10,-5.6800000000000003E-2,1.02,-0.24460000000000001,2.94,-0.20599999999999999,4.3499999999999996,-0.153,50,43,44,45,52,60,59,58,23,23,23,23,23,23,23,23]
[23,84,54,111,103,0.22650000000000001,49970.506956000005,0,0,89063.338052999985,139033.84500899998,1.7702338952203833E-5,30752851.484236002,33043.250176200003,42296234.762532368,73082129.496944577,2.3262764322241483E-5,0.76097314605378441,1,0,2,0,0,3,0,0,0,1,10,-5.6800000000000003E-2,1.02,-0.24460000000000001,2.94,-0.20599999999999999,4.3499999999999996,-0.153,53,46,47,0,55,63,62,61,23,23,23,0,23,23,23,23]
[23,127,57,102,94,0.17949999999999999,44263.470688000001,0,0,0,44263.470688000001,5.6358001267187347E-6,32067320.700540002,54135.662763600005,41899022.222314365,74020478.585617959,2.356145011385777E-5,0.2391958092343397,1,0,2,0,0,3,0,0,0,1,10,-5.6800000000000003E-2,1.02,-0.24460000000000001,2.94,-0.20599999999999999,4.3499999999999996,-0.153,44,48,49,50,58,17,13,43,31,23,23,23,23,4,4,31]
[23,103,60,111,103,0.22650000000000001,26651.144307999999,0,0,0,26651.144307999999,3.3933290845389042E-6,30752851.484236002,33043.250176200003,42296234.762532368,73082129.496944577,2.3262764322241483E-5,0.14586955520563602,1,0,2,0,0,3,0,0,0,1,10,-5.6800000000000003E-2,1.02,-0.24460000000000001,2.94,-0.20599999999999999,4.3499999999999996,-0.153,59,51,52,53,61,40,30,23,23,23,23,23,23,4,4,4]
[24,952,1,64,59,0.81589999999999996,15473.353644000001,0,0,0,15473.353644000001,1.9701285749212734E-6,99266141.069368005,22116315.893261041,0,121382456.96262905,3.8637236060483325E-5,{"$f":"L1531/Q1531","v":5.0990411732278251E-2},1,0,2,0,0,3,0,0,0,1,10,-5.6800000000000003E-2,1.02,-0.24460000000000001,2.94,-0.20599999999999999,4.3499999999999996,-0.153,167,55,58,61,3,2,15,8,5,19,19,19,24,24,32,32]
[24,612,5,72,67,0.73640000000000005,142473.82352000001,0,0,0,142473.82352000001,1.8140330619528275E-5,100761247.776816,15141138.155835122,0,115902385.93265112,3.6892875274651963E-5,0.4917028148248444,1,0,2,0,0,3,0,0,0,1,10,-5.6800000000000003E-2,1.02,-0.24460000000000001,2.94,-0.20599999999999999,4.3499999999999996,-0.153,3,61,64,9,8,7,4,2,24,19,19,24,24,24,24,24]
[24,603,8,72,67,0.73640000000000005,147239.87759600001,0,0,0,147239.87759600001,1.8747163471719216E-5,100761247.776816,15141138.155835122,0,115902385.93265112,3.6892875274651963E-5,0.5081513254836999,1,0,2,0,0,3,0,0,0,1,10,-5.6800000000000003E-2,1.02,-0.24460000000000001,2.94,-0.20599999999999999,4.3499999999999996,-0.153,5,64,9,15,14,13,7,4,24,19,24,24,24,24,24,24]
[24,597,11,72,67,0.73640000000000005,34553.114807999998,0,0,0,34553.114807999998,4.3994392167319725E-6,100761247.776816,15141138.155835122,0,115902385.93265112,3.6892875274651963E-5,0.11924901987118096,1,0,2,0,0,3,0,0,0,1,10,-5.6800000000000003E-2,1.02,-0.24460000000000001,2.94,-0.20599999999999999,4.3499999999999996,-0.153,37,6,12,18,17,16,10,36,32,24,24,24,24,24,24,32]
[24,596,12,72,67,0.73640000000000005,29577.723284,0,0,0,29577.723284,3.7659526928422785E-6,100761247.776816,15141138.155835122,0,{"$f":"SUM(M1542:O1542)","v":115902385.93265112},{"$f":"P1542/(PI()*1000000^2)","v":3.6892875274651963E-5},0.10207804799182341,1,0,2,0,0,3,0,0,0,1,10,-5.6800000000000003E-2,1.02,-0.24460000000000001,2.94,-0.20599999999999999,4.3499999999999996,-0.153,6,7,13,19,18,17,11,37,24,24,24,24,24,24,24,32]
[24,588,17,72,67,0.73640000000000005,67385.931775999998,0,0,0,67385.931775999998,{"$f":"K1547/(PI()*50000^2)","v":8.5798433096028967E-6},100761247.776816,15141138.155835122,0,115902385.93265112,3.6892875274651963E-5,0.23256098218774129,1,0,2,0,0,3,0,0,0,1,10,-5.6800000000000003E-2,1.02,-0.24460000000000001,2.94,-0.20599999999999999,4.3499999999999996,-0.153,11,12,18,25,24,23,16,10,24,24,24,24,24,24,24,24]
[24,585,20,72,67,0.73640000000000005,73882.646932000003,0,0,0,73882.646932000003,9.4070307743528451E-6,100761247.776816,15141138.155835122,0,115902385.93265112,3.6892875274651963E-5,0.25498231580817304,1,0,2,0,0,3,0,0,0,1,10,-5.6800000000000003E-2,1.02,-0.24460000000000001,2.94,-0.20599999999999999,4.3499999999999996,-0.153,14,15,21,28,27,26,19,13,24,24,24,24,24,24,24,24]
[24,1204,23,76,70,0.34260000000000002,521665.81144399999,0,0,0,521665.81144399999,6.642055402668578E-5,97355109.869816005,6141243.803816881,0,103496353.67363289,3.2943912558291431E-5,2.0161707844859138,0,1,2,2,0,3,0,0,0,2,10,-0.10340000000000001,1.0349999999999999,-0.42880000000000001,1.52,-7.5999999999999998E-2,4.3499999999999996,-0.153,16,17,24,30,60,59,53,48,24,24,24,24,32,32,32,32]
[24,577,26,77,71,0.52669999999999995,97432.073508000001,0,0,0,97432.073508000001,1.2405436891592884E-5,100700660.13048001,12843259.247871362,0,113543919.37835136,3.6142152054184531E-5,0.34324012784281849,1,0,2,0,0,3,0,0,0,1,10,-5.6800000000000003E-2,1.02,-0.24460000000000001,2.94,-0.20599999999999999,4.3499999999999996,-0.153,19,20,27,32,31,61,25,18,24,24,24,24,24,32,24,24]
[24,570,30,77,71,0.52669999999999995,286088.63976400002,0,0,0,286088.63976400002,3.642593694470174E-5,100700660.13048001,12843259.247871362,0,113543919.37835136,3.6142152054184531E-5,1.0078519090421554,1,0,2,0,0,3,0,0,0,1,10,-5.6800000000000003E-2,1.02,-0.24460000000000001,2.94,-0.20599999999999999,4.3499999999999996,-0.153,24,25,61,68,67,66,60,23,24,24,32,32,32,32,32,24]
[24,566,33,77,71,0.52669999999999995,97863.184292000005,0,0,0,97863.184292000005,1.2460327621427941E-5,100700660.13048001,12843259.247871362,0,113543919.37835136,3.6142152054184531E-5,{"$f":"L1563/Q1563","v":0.34475887331632449},1,0,2,0,0,3,0,0,0,1,10,-5.6800000000000003E-2,1.02,-0.24460000000000001,2.94,-0.20599999999999999,4.3499999999999996,-0.153,28,29,34,40,39,38,32,27,24,24,24,24,24,24,24,24]
[24,565,34,77,71,0.52669999999999995,75252.667260000002,0,0,0,75252.667260000002,9.5814671802229099E-6,100700660.13048001,12843259.247871362,0,113543919.37835136,3.6142152054184531E-5,0.26510505422749364,1,0,2,0,0,3,0,0,0,1,10,-5.6800000000000003E-2,1.02,-0.24460000000000001,2.94,-0.20599999999999999,4.3499999999999996,-0.153,29,77,35,41,40,39,33,28,24,28,24,24,24,24,24,24]
[24,558,38,77,71,0.52669999999999995,1243440.6056679999,0,0,0,1243440.6056679999,1.5831977506659394E-4,100700660.13048001,12843259.247871362,0,113543919.37835136,3.6142152054184531E-5,4.3804744894338326,0,1,2,2,0,3,0,0,0,2,10,-0.10340000000000001,1.0349999999999999,-0.42880000000000001,1.52,-7.5999999999999998E-2,4.3499999999999996,-0.153,32,33,39,47,46,45,37,31,24,24,24,24,24,24,24,24]
[24,555,41,78,72,0.53049999999999997,114754.22916800001,0,0,0,114754.22916800001,1.4610962250229886E-5,104227489.366844,14596909.044454442,662781.6728559999,119487180.08415444,3.8033950693009301E-5,0.38415578671177597,1,0,2,0,0,3,0,0,0,1,10,-5.6800000000000003E-2,1.02,-0.24460000000000001,2.94,-0.20599999999999999,4.3499999999999996,-0.153,35,36,42,50,49,48,40,34,24,24,24,24,24,24,24,24]
[24,550,45,77,71,0.52669999999999995,1301474.749668,0,0,0,1301474.749668,1.6570891177515942E-4,100700660.13048001,12843259.247871362,0,113543919.37835136,3.6142152054184531E-5,4.5849209954827161,0,1,2,2,0,3,0,0,0,2,10,-0.10340000000000001,1.0349999999999999,-0.42880000000000001,1.52,-7.5999999999999998E-2,4.3499999999999996,-0.153,37,38,46,55,54,73,71,68,24,24,24,24,24,32,32,32]
[24,547,48,77,71,0.52669999999999995,187706.257148,0,0,0,187706.257148,2.3899502939506091E-5,100700660.13048001,12843259.247871362,0,113543919.37835136,3.6142152054184531E-5,0.66126396966278633,1,0,2,0,0,3,0,0,0,1,10,-5.6800000000000003E-2,1.02,-0.24460000000000001,2.94,-0.20599999999999999,4.3499999999999996,-0.153,40,41,49,58,57,56,47,39,24,24,24,24,24,24,24,24]
[24,544,51,78,72,0.53049999999999997,289228.70148400002,0,0,0,289228.70148400002,3.6825742020183051E-5,104227489.366844,14596909.044454442,662781.6728559999,119487180.08415444,3.8033950693009301E-5,0.96823341643947802,1,0,2,0,0,3,0,0,0,1,10,-5.6800000000000003E-2,1.02,-0.24460000000000001,2.94,-0.20599999999999999,4.3499999999999996,-0.153,43,44,52,61,60,59,50,42,24,24,24,24,24,24,24,24]
[24,507,56,82,75,0.41299999999999998,188995.444204,0,0,0,188995.444204,2.4063647333532081E-5,102087444.035504,6131913.5850508809,0,108219357.62055488,3.4447291407081764E-5,0.69856428040043272,1,0,2,0,0,3,0,0,0,1,10,-5.6800000000000003E-2,1.02,-0.24460000000000001,2.94,-0.20599999999999999,4.3499999999999996,-0.153,47,48,57,65,64,63,55,46,24,24,24,24,24,24,24,24]
[24,504,59,83,76,0.41770000000000002,166019.1048,0,0,0,166019.1048,2.1138208941289129E-5,103910984.61768,12145461.873474602,2909385.7626219997,118965832.25377659,3.7868000524459562E-5,0.55820768587017455,1,0,2,0,0,3,0,0,0,1,10,-5.6800000000000003E-2,1.02,-0.24460000000000001,2.94,-0.20599999999999999,4.3499999999999996,-0.153,50,51,60,68,67,66,58,49,24,24,24,24,24,24,24,24]
[24,503,60,83,76,0.41770000000000002,402445.02583599999,0,0,0,402445.02583599999,5.1240892147635943E-5,103910984.61768,12145461.873474602,2909385.7626219997,118965832.25377659,3.7868000524459562E-5,1.3531449096325698,1,0,2,0,0,3,0,0,0,1,10,-5.6800000000000003E-2,1.02,-0.24460000000000001,2.94,-0.20599999999999999,4.3499999999999996,-0.153,51,52,61,69,68,67,59,50,24,24,24,24,24,24,24,24]
[24,859,63,82,75,0.41299999999999998,373932.64362400002,0,0,0,373932.64362400002,4.7610582892943765E-5,102087444.035504,6131913.5850508809,0,108219357.62055488,3.4447291407081764E-5,1.3821284910417038,1,0,2,0,0,3,0,0,0,1,10,-5.6800000000000003E-2,1.02,-0.24460000000000001,2.94,-0.20599999999999999,4.3499999999999996,-0.153,55,56,64,7,6,5,2,54,24,24,24,12,12,12,12,24]
[24,856,66,83,76,0.41770000000000002,229821.42818400002,0,0,0,229821.42818400002,2.926177305913811E-5,103910984.61768,12145461.873474602,2909385.7626219997,118965832.25377659,3.7868000524459562E-5,0.77273087181451394,1,0,2,0,0,3,0,0,0,1,10,-5.6800000000000003E-2,1.02,-0.24460000000000001,2.94,-0.20599999999999999,4.3499999999999996,-0.153,58,59,67,1,9,8,65,57,24,24,24,22,21,12,24,24]
[25,2167,1,44,40,0.53639999999999999,60257.058980000002,0,0,0,60257.058980000002,7.6721670342775046E-6,41346660.102024004,10147557.146558041,0,51494217.248582043,1.6391118431519541E-5,{"$f":"L1602/Q1602","v":0.46806854982660601},1,0,2,0,0,3,0,0,0,1,10,-5.6800000000000003E-2,1.02,-0.24460000000000001,2.94,-0.20599999999999999,4.3499999999999996,-0.153,228,229,2,4,3,202,200,196,8,8,25,25,25,25,26,26]
[25,2161,3,44,40,0.53639999999999999,73895.082819999996,0,0,0,73895.082819999996,9.4086141607903941E-6,41346660.102024004,10147557.146558041,0,51494217.248582043,1.6391118431519541E-5,0.57400684401730406,1,0,2,0,0,3,0,0,0,1,10,-5.6800000000000003E-2,1.02,-0.24460000000000001,2.94,-0.20599999999999999,4.3499999999999996,-0.153,1,2,4,7,6,5,202,200,25,25,25,25,25,25,26,26]
[25,2157,6,44,40,0.53639999999999999,103682.14355200001,0,0,0,103682.14355200001,1.3201220525331428E-5,41346660.102024004,10147557.146558041,0,51494217.248582043,1.6391118431519541E-5,0.8053886365646622,{"$f":"IF(R1607<=2,1,0)","v":1},{"$f":"IF(R1607>2,1,0)","v":0},{"$f":"IF(R1607<=6,2,0)","v":2},{"$f":"T1607*U1607","v":0},{"$f":"IF(R1607>6,1,0)","v":0},{"$f":"IF(R1607<=10,3,0)","v":3},{"$f":"W1607*X1607","v":0},{"$f":"IF(R1607>10,4,0)","v":0},{"$f":"IF(Z1607=4,AB1607,0)","v":0},1,10,-5.6800000000000003E-2,1.02,-0.24460000000000001,2.94,-0.20599999999999999,4.3499999999999996,-0.153,3,4,7,11,10,9,5,202,25,25,25,25,25,25,25,26]
[25,2152,10,44,40,0.53639999999999999,196498.42996400001,0,0,0,196498.42996400001,{"$f":"K1611/(PI()*50000^2)","v":2.5018957150853764E-5},41346660.102024004,10147557.146558041,0,51494217.248582043,1.6391118431519541E-5,1.5263727887380274,1,0,2,0,0,3,0,0,0,1,10,-5.6800000000000003E-2,1.02,-0.24460000000000001,2.94,-0.20599999999999999,4.3499999999999996,-0.153,6,7,11,17,16,15,9,5,25,25,25,25,25,25,25,25]
[25,1512,13,45,41,0.64349999999999996,41117.191024,0,0,0,41117.191024,5.2352033580186483E-6,50153573.590599999,15937857.262768323,0,66091430.85336832,2.1037555832659544E-5,0.24885036073873701,1,0,2,0,0,3,0,0,0,1,10,-5.6800000000000003E-2,1.02,-0.24460000000000001,2.94,-0.20599999999999999,4.3499999999999996,-0.153,266,267,270,273,19,18,12,265,8,8,8,8,25,25,25,8]
[25,1939,14,52,47,0.29149999999999998,535206.42082800006,0,0,0,535206.42082800006,6.8144597959437868E-5,43984510.921032004,8257622.9348368812,0,52242133.855868883,1.6629187681659984E-5,4.0978909652089168,0,1,2,2,0,3,0,0,0,2,10,-0.10340000000000001,1.0349999999999999,-0.42880000000000001,1.52,-7.5999999999999998E-2,4.3499999999999996,-0.153,8,9,15,21,20,0,0,0,25,25,25,25,25,0,0,0]
[25,1432,18,53,48,0.55320000000000003,82566.005728000004,0,0,0,82566.005728000004,1.0512630354371956E-5,54589376.079576001,12303547.389947882,0,66892923.469523884,2.1292678856085168E-5,0.49372042031092694,1,0,2,0,0,3,0,0,0,1,10,-5.6800000000000003E-2,1.02,-0.24460000000000001,2.94,-0.20599999999999999,4.3499999999999996,-0.153,12,13,19,25,24,23,17,11,25,25,25,25,25,25,25,25]
[25,1932,21,52,47,0.29149999999999998,707517.04863199999,0,0,0,707517.04863199999,9.008386848925737E-5,43984510.921032004,8257622.9348368812,0,52242133.855868883,1.6629187681659984E-5,5.4172140103156785,0,1,2,2,0,3,0,0,0,2,10,-0.10340000000000001,1.0349999999999999,-0.42880000000000001,1.52,-7.5999999999999998E-2,4.3499999999999996,-0.153,15,16,22,27,0,0,20,14,25,25,25,25,0,0,25,25]
[25,1422,25,53,48,0.55320000000000003,65324.683340000003,0,0,0,65324.683340000003,8.3173970075790284E-6,54589376.079576001,12303547.389947882,0,66892923.469523884,2.1292678856085168E-5,0.39062238545912348,1,0,2,0,0,3,0,0,0,1,10,-5.6800000000000003E-2,1.02,-0.24460000000000001,2.94,-0.20599999999999999,4.3499999999999996,-0.153,19,273,26,44,30,29,24,18,25,8,25,10,25,25,25,25]
[25,1925,28,52,47,0.29149999999999998,387695.02634400001,0,0,0,387695.02634400001,4.9362863883832151E-5,43984510.921032004,8257622.9348368812,0,52242133.855868883,1.6629187681659984E-5,2.968447096082361,0,1,2,2,0,3,0,0,0,2,10,-0.10340000000000001,1.0349999999999999,-0.42880000000000001,1.52,-7.5999999999999998E-2,4.3499999999999996,-0.153,23,24,29,32,31,0,27,22,25,25,25,25,25,0,25,25]
[25,1921,31,52,47,0.29149999999999998,203034.52543199999,0,0,0,203034.52543199999,2.5851158672655951E-5,43984510.921032004,8257622.9348368812,0,52242133.855868883,1.6629187681659984E-5,1.5545653322060164,1,0,2,0,0,3,0,0,0,1,10,-5.6800000000000003E-2,1.02,-0.24460000000000001,2.94,-0.20599999999999999,4.3499999999999996,-0.153,28,29,32,35,0,0,0,27,25,25,25,25,0,0,0,25]
[25,1396,35,61,56,0.59919999999999995,940928.30315200007,0,0,0,940928.30315200007,1.1980271243336818E-4,77641171.270339996,6862497.2462217612,0,84503668.516561761,2.6898353107619552E-5,4.4539051128535974,0,1,2,2,0,3,0,0,0,2,10,-0.10340000000000001,1.0349999999999999,-0.42880000000000001,1.52,-7.5999999999999998E-2,4.3499999999999996,-0.153,32,33,36,39,38,0,0,31,25,25,25,25,25,0,0,25]
[25,1386,39,61,56,0.59919999999999995,1010590.002432,0,0,0,1010590.002432,1.2867231546104268E-4,77641171.270339996,6862497.2462217612,0,84503668.516561761,2.6898353107619552E-5,4.7836503203831242,0,1,2,2,0,3,0,0,0,2,10,-0.10340000000000001,1.0349999999999999,-0.42880000000000001,1.52,-7.5999999999999998E-2,4.3499999999999996,-0.153,36,37,40,43,42,0,38,35,25,25,25,25,25,0,25,25]
[25,1385,40,61,56,0.59919999999999995,936048.25343599997,0,0,0,936048.25343599997,1.1918136520549968E-4,77641171.270339996,6862497.2462217612,0,84503668.516561761,2.6898353107619552E-5,4.4308052886605509,0,1,2,2,0,3,0,0,0,2,10,-0.10340000000000001,1.0349999999999999,-0.42880000000000001,1.52,-7.5999999999999998E-2,4.3499999999999996,-0.153,37,67,41,44,43,42,39,36,25,10,25,25,25,25,25,25]
[25,1376,43,61,56,0.59919999999999995,206856.48834400001,0,0,0,206856.48834400001,2.6337786104462909E-5,77641171.270339996,6862497.2462217612,0,84503668.516561761,2.6898353107619552E-5,0.97915980205502429,1,0,2,0,0,3,0,0,0,1,10,-5.6800000000000003E-2,1.02,-0.24460000000000001,2.94,-0.20599999999999999,4.3499999999999996,-0.153,40,41,44,46,45,0,42,39,25,25,25,25,25,0,25,25]
[25,1367,46,61,56,0.59919999999999995,109339.436268,0,0,0,109339.436268,1.3921529405546768E-5,77641171.270339996,6862497.2462217612,0,84503668.516561761,2.6898353107619552E-5,0.51756066067863415,1,0,2,0,0,3,0,0,0,1,10,-5.6800000000000003E-2,1.02,-0.24460000000000001,2.94,-0.20599999999999999,4.3499999999999996,-0.153,44,92,47,50,49,0,45,43,25,10,25,25,25,0,25,25]
[25,1670,50,69,64,0.54600000000000004,71197.531448000009,0,0,0,71197.531448000009,9.0651512527118971E-6,83742949.567883998,4254693.9632524801,0,87997643.531136483,2.8010519896837838E-5,0.32363380922948454,1,0,2,0,0,3,0,0,0,1,10,-5.6800000000000003E-2,1.02,-0.24460000000000001,2.94,-0.20599999999999999,4.3499999999999996,-0.153,47,48,51,53,52,0,49,46,25,25,25,25,25,0,25,25]
[25,1664,52,69,64,0.54600000000000004,453980.38203199999,0,0,0,453980.38203199999,5.7802577493711895E-5,83742949.567883998,4254693.9632524801,0,87997643.531136483,2.8010519896837838E-5,2.0636024503150097,0,1,2,2,0,3,0,0,0,2,10,-0.10340000000000001,1.0349999999999999,-0.42880000000000001,1.52,-7.5999999999999998E-2,4.3499999999999996,-0.153,50,51,53,55,54,0,0,49,25,25,25,25,25,0,0,25]
[25,1652,58,70,65,0.5655,157091.17354000002,0,0,0,157091.17354000002,2.0001469427998206E-5,95620724.241360009,6712349.0437238412,0,102333073.28508385,3.2573628910212551E-5,0.61403872080483191,1,0,2,0,0,3,0,0,0,1,10,-5.6800000000000003E-2,1.02,-0.24460000000000001,2.94,-0.20599999999999999,4.3499999999999996,-0.153,56,122,127,60,59,0,57,55,25,10,10,25,25,0,25,25]
[25,1645,61,75,69,0.4572,141781.55908800001,0,0,0,141781.55908800001,1.8052188774504671E-5,96489939.96003601,3948781.0724683204,0,100438721.03250434,3.1970637860301959E-5,0.56464900241856386,1,0,2,0,0,3,0,0,0,1,10,-5.6800000000000003E-2,1.02,-0.24460000000000001,2.94,-0.20599999999999999,4.3499999999999996,-0.153,59,60,62,4,0,0,0,0,25,25,25,18,0,0,0,0]
[26,2290,1,2,2,0.77380000000000004,336771.10130799998,230679.71695296004,0,0,567450.81826096005,7.2250082150218033E-5,10440176.69376,49348500.863092206,0,59788677.556852207,1.9031327148200987E-5,{"$f":"L1665/Q1665","v":3.7963764475063297},0,1,2,2,0,3,0,0,0,2,10,-0.10340000000000001,1.0349999999999999,-0.42880000000000001,1.52,-7.5999999999999998E-2,4.3499999999999996,-0.153,5,0,2,4,3,17,11,4,2,0,26,26,26,2,2,2]
[26,2289,2,2,2,0.77380000000000004,216645.60484800002,223564.27798584002,0,0,440209.88283384003,5.604926308072778E-5,10440176.69376,49348500.863092206,0,59788677.556852207,1.9031327148200987E-5,2.9451053331310142,0,1,2,2,0,3,0,0,0,2,10,-0.10340000000000001,1.0349999999999999,-0.42880000000000001,1.52,-7.5999999999999998E-2,4.3499999999999996,-0.153,0,0,0,5,4,3,1,5,0,0,0,26,26,26,26,2]
[26,2279,5,2,2,0.77380000000000004,37.307664000000003,7325.4963513600014,0,0,7362.8040153600014,9.3746132324911971E-7,10440176.69376,49348500.863092206,0,59788677.556852207,1.9031327148200987E-5,4.9258851784161416E-2,1,0,2,0,0,3,0,0,0,1,10,-5.6800000000000003E-2,1.02,-0.24460000000000001,2.94,-0.20599999999999999,4.3499999999999996,-0.153,0,0,6,11,10,9,4,2,0,0,26,26,26,26,26,26]
[26,2386,10,5,4,0.83209999999999995,4172.2404240000005,0,0,0,4172.2404240000005,5.3122614979794027E-7,11136474.498768,39901365.788537882,0,51037840.287305884,1.6245849132918823E-5,3.2699192603082919E-2,1,0,2,0,0,3,0,0,0,1,10,-5.6800000000000003E-2,1.02,-0.24460000000000001,2.94,-0.20599999999999999,4.3499999999999996,-0.153,5,6,11,16,15,0,9,4,26,26,26,26,26,0,26,26]
[26,1902,13,6,5,0.90900000000000003,15601.857820000001,10917.885500280001,0,0,26519.743320280002,3.3765985911606682E-6,12621904.012704,27694145.004704643,0,40316049.017408639,1.283299697411147E-5,0.26311847481709993,1,0,2,0,0,3,0,0,0,1,10,-5.6800000000000003E-2,1.02,-0.24460000000000001,2.94,-0.20599999999999999,4.3499999999999996,-0.153,0,0,14,19,18,17,12,7,0,0,26,26,26,26,26,26]
[26,1899,16,6,5,0.90900000000000003,59215.553359999998,0,0,0,59215.553359999998,7.5395584201327133E-6,12621904.012704,27694145.004704643,0,40316049.017408639,1.283299697411147E-5,0.58751345732743276,1,0,2,0,0,3,0,0,0,1,10,-5.6800000000000003E-2,1.02,-0.24460000000000001,2.94,-0.20599999999999999,4.3499999999999996,-0.153,11,12,17,22,0,0,15,10,26,26,26,26,0,0,26,26]
[26,1895,20,6,5,0.90900000000000003,15961.462248,11463.422881680002,0,0,27424.885129680002,3.49184482569279E-6,12621904.012704,27694145.004704643,0,40316049.017408639,1.283299697411147E-5,0.27209893626072157,1,0,2,0,0,3,0,0,0,1,10,-5.6800000000000003E-2,1.02,-0.24460000000000001,2.94,-0.20599999999999999,4.3499999999999996,-0.153,0,0,21,26,25,24,19,14,0,0,26,26,26,26,26,26]
[26,1890,23,6,5,0.90900000000000003,60122.336860000003,0,0,0,60122.336860000003,7.6550136812040498E-6,12621904.012704,27694145.004704643,0,40316049.017408639,1.283299697411147E-5,0.59651020698024182,1,0,2,0,0,3,0,0,0,1,10,-5.6800000000000003E-2,1.02,-0.24460000000000001,2.94,-0.20599999999999999,4.3499999999999996,-0.153,18,19,24,30,0,0,22,17,26,26,26,26,0,0,26,26]
[26,1886,27,7,6,0.8216,1699.5713600000001,91010.930658120007,0,0,92710.502018120009,1.1804267738171951E-5,15782802.063048,25414313.696952842,0,41197115.76000084,1.3113449228666317E-5,0.90016497813310137,1,0,2,0,0,3,0,0,0,1,10,-5.6800000000000003E-2,1.02,-0.24460000000000001,2.94,-0.20599999999999999,4.3499999999999996,-0.153,0,0,28,34,33,32,26,21,0,0,26,26,26,26,26,26]
[26,1885,28,7,6,0.8216,3022.9571080000001,136088.63349840001,0,0,139111.59060640002,1.7712237829107712E-5,15782802.063048,25414313.696952842,0,41197115.76000084,1.3113449228666317E-5,1.3506925233971496,1,0,2,0,0,3,0,0,0,1,10,-5.6800000000000003E-2,1.02,-0.24460000000000001,2.94,-0.20599999999999999,4.3499999999999996,-0.153,0,0,29,35,34,33,27,0,0,0,26,26,26,26,26,0]
[26,1881,31,6,5,0.90900000000000003,14937.574136000001,0,0,0,14937.574136000001,1.9019110092368384E-6,12621904.012704,27694145.004704643,0,40316049.017408639,1.283299697411147E-5,0.14820474228067235,1,0,2,0,0,3,0,0,0,1,10,-5.6800000000000003E-2,1.02,-0.24460000000000001,2.94,-0.20599999999999999,4.3499999999999996,-0.153,25,26,32,45,44,43,30,24,26,26,26,26,26,26,26,26]
[26,1877,35,7,6,0.8216,242923.67251599999,45077.702840280006,0,0,288001.37535628001,3.6669474004173068E-5,15782802.063048,25414313.696952842,0,41197115.76000084,1.3113449228666317E-5,2.7963256169103636,0,1,2,2,0,3,0,0,0,2,10,-0.10340000000000001,1.0349999999999999,-0.42880000000000001,1.52,-7.5999999999999998E-2,4.3499999999999996,-0.153,29,0,36,49,48,47,34,28,26,0,26,26,26,26,26,26]
[26,2077,38,7,6,0.8216,42929.721700000002,85833.933863040016,0,0,128763.65556304003,1.6394697818752038E-5,15782802.063048,25414313.696952842,0,41197115.76000084,1.3113449228666317E-5,1.2502201009718199,1,0,2,0,0,3,0,0,0,1,10,-5.6800000000000003E-2,1.02,-0.24460000000000001,2.94,-0.20599999999999999,4.3499999999999996,-0.153,0,0,39,52,51,50,37,0,0,0,26,26,26,26,26,0]
[26,2074,41,8,7,0.85809999999999997,84237.596340000004,26440.718317200004,0,0,110678.31465720001,1.4092000696618844E-5,17554183.421980001,24138635.202463321,0,41692818.624443322,1.3271236351027983E-5,1.0618453566707284,1,0,2,0,0,3,0,0,0,1,10,-5.6800000000000003E-2,1.02,-0.24460000000000001,2.94,-0.20599999999999999,4.3499999999999996,-0.153,0,0,42,23,54,53,40,0,0,0,26,8,26,26,26,0]
[26,1874,44,12,10,0.92059999999999997,88629.537452000004,0,0,0,88629.537452000004,1.1284663191547254E-5,13408554.761976,25561556.785432804,0,38970111.547408804,1.2404571771225323E-5,0.90971807811407868,1,0,2,0,0,3,0,0,0,1,10,-5.6800000000000003E-2,1.02,-0.24460000000000001,2.94,-0.20599999999999999,4.3499999999999996,-0.153,31,32,45,57,56,55,43,30,26,26,26,26,26,26,26,26]
[26,2070,49,13,11,0.84650000000000003,68505.161695999996,0,0,0,68505.161695999996,8.7223480889823738E-6,16290638.130712001,20234142.588100322,0,36524780.718812324,1.1626198793493064E-5,0.75023214757553314,1,0,2,0,0,3,0,0,0,1,10,-5.6800000000000003E-2,1.02,-0.24460000000000001,2.94,-0.20599999999999999,4.3499999999999996,-0.153,36,37,50,62,61,60,48,35,26,26,26,26,26,26,26,26]
[26,2067,52,14,12,0.86380000000000001,44591.985396000004,0,0,0,44591.985396000004,5.6776279184440074E-6,21822543.933304001,20938861.659216601,0,42761405.592520602,1.3611378147214145E-5,0.41712366352896113,1,0,2,0,0,3,0,0,0,1,10,-5.6800000000000003E-2,1.02,-0.24460000000000001,2.94,-0.20599999999999999,4.3499999999999996,-0.153,39,40,53,65,64,63,51,38,26,26,26,26,26,26,26,26]
[26,2066,53,14,12,0.86380000000000001,10796.423432,0,0,0,10796.423432,1.3746433255327724E-6,21822543.933304001,20938861.659216601,0,42761405.592520602,1.3611378147214145E-5,0.10099222214424497,1,0,2,0,0,3,0,0,0,1,10,-5.6800000000000003E-2,1.02,-0.24460000000000001,2.94,-0.20599999999999999,4.3499999999999996,-0.153,40,41,54,66,65,64,52,39,26,26,26,26,26,26,26,26]
[26,1867,56,12,10,0.92059999999999997,87281.279928000004,0,0,0,87281.279928000004,1.1112997711942902E-5,13408554.761976,25561556.785432804,0,38970111.547408804,1.2404571771225323E-5,0.89587919010001904,1,0,2,0,0,3,0,0,0,1,10,-5.6800000000000003E-2,1.02,-0.24460000000000001,2.94,-0.20599999999999999,4.3499999999999996,-0.153,44,45,57,70,69,68,55,43,26,26,26,26,26,26,26,26]
[26,1863,60,13,11,0.84650000000000003,64864.555484000004,0,0,0,64864.555484000004,8.2588117093896864E-6,16290638.130712001,20234142.588100322,0,36524780.718812324,1.1626198793493064E-5,0.71036216187976831,1,0,2,0,0,3,0,0,0,1,10,-5.6800000000000003E-2,1.02,-0.24460000000000001,2.94,-0.20599999999999999,4.3499999999999996,-0.153,48,49,61,74,73,72,59,47,26,26,26,26,26,26,26,26]
[26,2057,65,14,12,0.86380000000000001,24826.177744000001,0,0,0,24826.177744000001,3.1609671248284792E-6,21822543.933304001,20938861.659216601,0,42761405.592520602,1.3611378147214145E-5,{"$f":"L1729/Q1729","v":0.23222976326430528},1,0,2,0,0,3,0,0,0,1,10,-5.6800000000000003E-2,1.02,-0.24460000000000001,2.94,-0.20599999999999999,4.3499999999999996,-0.153,53,54,66,79,78,77,64,52,26,26,26,26,26,26,26,26]
[26,2055,67,14,12,0.86380000000000001,9446.0932599999996,0,0,0,9446.0932599999996,1.202713948188829E-6,21822543.933304001,20938861.659216601,0,42761405.592520602,1.3611378147214145E-5,8.8360923866845159E-2,1,0,2,0,0,3,0,0,0,1,10,-5.6800000000000003E-2,1.02,-0.24460000000000001,2.94,-0.20599999999999999,4.3499999999999996,-0.153,23,24,34,45,80,79,66,54,8,8,8,8,26,26,26,26]
[26,1859,71,13,11,0.84650000000000003,81376.305776000008,0,0,0,81376.305776000008,1.0361153051846365E-5,16290638.130712001,20234142.588100322,0,36524780.718812324,1.1626198793493064E-5,0.8911900816322943,{"$f":"IF(R1735<=2,1,0)","v":1},{"$f":"IF(R1735>2,1,0)","v":0},{"$f":"IF(R1735<=6,2,0)","v":2},{"$f":"T1735*U1735","v":0},{"$f":"IF(R1735>6,1,0)","v":0},{"$f":"IF(R1735<=10,3,0)","v":3},{"$f":"W1735*X1735","v":0},{"$f":"IF(R1735>10,4,0)","v":0},{"$f":"IF(Z1735=4,AB1735,0)","v":0},1,10,-5.6800000000000003E-2,1.02,-0.24460000000000001,2.94,-0.20599999999999999,4.3499999999999996,-0.153,58,59,72,84,83,82,70,57,26,26,26,26,26,26,26,26]
[26,2052,74,13,11,0.84650000000000003,67212.865667999999,0,0,0,67212.865667999999,8.5578078483469973E-6,16290638.130712001,20234142.588100322,0,36524780.718812324,1.1626198793493064E-5,0.73607960781959281,1,0,2,0,0,3,0,0,0,1,10,-5.6800000000000003E-2,1.02,-0.24460000000000001,2.94,-0.20599999999999999,4.3499999999999996,-0.153,61,62,75,87,86,85,73,60,26,26,26,26,26,26,26,26]
[26,2049,77,14,12,0.86380000000000001,32596.535096,0,0,0,32596.535096,4.1503197505574796E-6,21822543.933304001,20938861.659216601,0,42761405.592520602,1.3611378147214145E-5,0.3049154689311846,1,0,2,0,0,3,0,0,0,1,10,-5.6800000000000003E-2,1.02,-0.24460000000000001,2.94,-0.20599999999999999,4.3499999999999996,-0.153,64,65,78,90,89,88,76,63,26,26,26,26,26,26,26,26]
[26,2048,78,14,12,0.86380000000000001,24751.562416000001,0,0,0,24751.562416000001,3.1514668062031806E-6,21822543.933304001,20938861.659216601,0,42761405.592520602,1.3611378147214145E-5,0.2315317943648634,1,0,2,0,0,3,0,0,0,1,10,-5.6800000000000003E-2,1.02,-0.24460000000000001,2.94,-0.20599999999999999,4.3499999999999996,-0.153,65,66,79,91,90,89,77,64,26,26,26,26,26,26,26,26]
[26,1854,82,12,10,0.92059999999999997,730.60842000000002,0,0,0,730.60842000000002,9.3023953206047661E-8,13408554.761976,25561556.785432804,0,38970111.547408804,1.2404571771225323E-5,7.4991668331375822E-3,1,0,2,0,0,3,0,0,0,1,10,-5.6800000000000003E-2,1.02,-0.24460000000000001,2.94,-0.20599999999999999,4.3499999999999996,-0.153,70,71,83,95,94,93,81,69,26,26,26,26,26,26,26,26]
[26,2043,86,13,11,0.84650000000000003,11653.463380000001,0,0,0,11653.463380000001,1.4837650408539093E-6,16290638.130712001,20234142.588100322,0,36524780.718812324,1.1626198793493064E-5,0.12762254174462775,1,0,2,0,0,3,0,0,0,1,10,-5.6800000000000003E-2,1.02,-0.24460000000000001,2.94,-0.20599999999999999,4.3499999999999996,-0.153,74,75,87,99,98,97,85,73,26,26,26,26,26,26,26,26]
[26,2040,89,14,12,0.86380000000000001,32204.804624,0,0,0,32204.804624,4.1004430777746625E-6,21822543.933304001,20938861.659216601,0,42761405.592520602,1.3611378147214145E-5,0.30125113220911465,1,0,2,0,0,3,0,0,0,1,10,-5.6800000000000003E-2,1.02,-0.24460000000000001,2.94,-0.20599999999999999,4.3499999999999996,-0.153,77,78,90,102,101,100,88,76,26,26,26,26,26,26,26,26]
[26,2037,92,14,12,0.86380000000000001,8286.446704,0,0,0,8286.446704,1.0550631628873149E-6,21822543.933304001,20938861.659216601,0,42761405.592520602,1.3611378147214145E-5,7.751332388801907E-2,1,0,2,0,0,3,0,0,0,1,10,-5.6800000000000003E-2,1.02,-0.24460000000000001,2.94,-0.20599999999999999,4.3499999999999996,-0.153,80,45,57,69,104,103,91,79,26,8,8,8,26,26,26,26]
[26,2030,96,19,16,0.81240000000000001,5825.1772040000005,0,0,0,5825.1772040000005,7.416845971222609E-7,17312540.645927999,19022427.586807922,0,36334968.232735917,1.1565779602653821E-5,6.4127505676493959E-2,1,0,2,0,0,3,0,0,0,1,10,-5.6800000000000003E-2,1.02,-0.24460000000000001,2.94,-0.20599999999999999,4.3499999999999996,-0.153,84,85,97,109,108,107,95,83,26,26,26,26,26,26,26,26]
[26,1971,99,19,16,0.81240000000000001,18399.93262,0,0,0,18399.93262,2.3427521832246472E-6,17312540.645927999,19022427.586807922,0,36334968.232735917,1.1565779602653821E-5,0.202558950949324,1,0,2,0,0,3,0,0,0,1,10,-5.6800000000000003E-2,1.02,-0.24460000000000001,2.94,-0.20599999999999999,4.3499999999999996,-0.153,87,88,100,112,111,110,98,86,26,26,26,26,26,26,26,26]
[26,1969,101,20,17,0.77110000000000001,23452.012119999999,0,0,0,23452.012119999999,2.9860029234792318E-6,24852360.469860002,19943339.553236883,0,44795700.023096889,1.42589141758752E-5,0.2094130651639155,1,0,2,0,0,3,0,0,0,1,10,-5.6800000000000003E-2,1.02,-0.24460000000000001,2.94,-0.20599999999999999,4.3499999999999996,-0.153,89,90,102,114,113,112,100,88,26,26,26,26,26,26,26,26]
[26,1966,104,20,17,0.77110000000000001,8652.2690760000005,0,0,0,8652.2690760000005,1.1016411139252369E-6,24852360.469860002,19943339.553236883,0,44795700.023096889,1.42589141758752E-5,7.7259817987341176E-2,1,0,2,0,0,3,0,0,0,1,10,-5.6800000000000003E-2,1.02,-0.24460000000000001,2.94,-0.20599999999999999,4.3499999999999996,-0.153,92,57,69,81,116,115,103,91,26,8,8,8,26,26,26,26]
[26,2024,107,19,16,0.81240000000000001,1409.4006400000001,0,0,0,1409.4006400000001,1.7945046292230471E-7,17312540.645927999,19022427.586807922,0,36334968.232735917,1.1565779602653821E-5,1.5515639160297415E-2,1,0,2,0,0,3,0,0,0,1,10,-5.6800000000000003E-2,1.02,-0.24460000000000001,2.94,-0.20599999999999999,4.3499999999999996,-0.153,95,96,108,119,118,117,106,94,26,26,26,26,26,26,26,26]
[26,1962,111,19,16,0.81240000000000001,32346.781011999999,0,0,0,32346.781011999999,4.1185200729366884E-6,17312540.645927999,19022427.586807922,0,36334968.232735917,1.1565779602653821E-5,0.35609532728703175,1,0,2,0,0,3,0,0,0,1,10,-5.6800000000000003E-2,1.02,-0.24460000000000001,2.94,-0.20599999999999999,4.3499999999999996,-0.153,99,100,112,123,122,121,110,98,26,26,26,26,26,26,26,26]
[26,2141,114,20,17,0.77110000000000001,16685.852724,0,0,0,16685.852724,2.1245087525823734E-6,24852360.469860002,19943339.553236883,0,44795700.023096889,1.42589141758752E-5,0.1489951286877686,1,0,2,0,0,3,0,0,0,1,10,-5.6800000000000003E-2,1.02,-0.24460000000000001,2.94,-0.20599999999999999,4.3499999999999996,-0.153,102,103,115,126,125,124,113,101,26,26,26,26,26,26,26,26]
[26,2139,116,20,17,0.77110000000000001,5642.7841800000006,0,0,0,5642.7841800000006,7.1846159603819791E-7,24852360.469860002,19943339.553236883,0,44795700.023096889,1.42589141758752E-5,5.0386837817831195E-2,1,0,2,0,0,3,0,0,0,1,10,-5.6800000000000003E-2,1.02,-0.24460000000000001,2.94,-0.20599999999999999,4.3499999999999996,-0.153,104,69,81,94,127,126,115,103,26,8,8,8,26,26,26,26]
[26,2135,122,19,16,0.81240000000000001,39172.010876,0,0,0,39172.010876,4.9875353294119086E-6,17312540.645927999,19022427.586807922,0,36334968.232735917,1.1565779602653821E-5,0.43123209163241322,1,0,2,0,0,3,0,0,0,1,10,-5.6800000000000003E-2,1.02,-0.24460000000000001,2.94,-0.20599999999999999,4.3499999999999996,-0.153,111,112,123,134,133,132,121,110,26,26,26,26,26,26,26,26]
[26,2132,125,20,17,0.77110000000000001,9351.787776000001,0,0,0,9351.787776000001,1.1907066010374103E-6,24852360.469860002,19943339.553236883,0,44795700.023096889,1.42589141758752E-5,8.3506120196163228E-2,1,0,2,0,0,3,0,0,0,1,10,-5.6800000000000003E-2,1.02,-0.24460000000000001,2.94,-0.20599999999999999,4.3499999999999996,-0.153,114,115,126,137,136,135,124,113,26,26,26,26,26,26,26,26]
[26,2131,126,20,17,0.77110000000000001,11441.016960000001,0,0,0,11441.016960000001,1.4567155225457676E-6,24852360.469860002,19943339.553236883,0,44795700.023096889,1.42589141758752E-5,0.1021617427931784,1,0,2,0,0,3,0,0,0,1,10,-5.6800000000000003E-2,1.02,-0.24460000000000001,2.94,-0.20599999999999999,4.3499999999999996,-0.153,115,116,127,138,137,136,125,114,26,26,26,26,26,26,26,26]
[26,2008,129,19,16,0.81240000000000001,45915.371144000004,0,0,0,45915.371144000004,5.8461266251732599E-6,17312540.645927999,19022427.586807922,0,36334968.232735917,1.1565779602653821E-5,{"$f":"L1793/Q1793","v":0.50546757987951274},1,0,2,0,0,3,0,0,0,1,10,-5.6800000000000003E-2,1.02,-0.24460000000000001,2.94,-0.20599999999999999,4.3499999999999996,-0.153,118,119,130,140,139,0,128,117,26,26,26,26,26,0,26,26]
[26,2127,132,19,16,0.81240000000000001,770747.32116799999,0,0,0,770747.32116799999,9.8134596830979054E-5,17312540.645927999,19022427.586807922,0,36334968.232735917,1.1565779602653821E-5,8.4849098117399393,0,1,0,0,1,3,3,0,0,3,10,-0.10340000000000001,1.0349999999999999,-0.42880000000000001,1.38,-5.6000000000000001E-2,4.3499999999999996,-0.153,121,122,133,143,142,141,131,120,26,26,26,26,26,26,26,26]
[26,2122,137,20,17,0.77110000000000001,7586.9280040000003,0,0,0,7586.9280040000003,9.6599767577514174E-7,24852360.469860002,19943339.553236883,0,44795700.023096889,1.42589141758752E-5,6.7746931067831445E-2,1,0,2,0,0,3,0,0,0,1,10,-5.6800000000000003E-2,1.02,-0.24460000000000001,2.94,-0.20599999999999999,4.3499999999999996,-0.153,126,127,138,148,147,146,136,125,26,26,26,26,26,26,26,26]
[26,1998,140,27,23,0.72970000000000002,53871.230492000002,0,0,0,{"$f":"SUM(G1804:J1804)","v":53871.230492000002},6.8590980985957104E-6,18268462.484712001,18090124.595916122,0,36358587.080628127,1.1573297715438181E-5,0.5926658301934139,1,0,2,0,0,3,0,0,0,1,10,-5.6800000000000003E-2,1.02,-0.24460000000000001,2.94,-0.20599999999999999,4.3499999999999996,-0.153,130,131,141,151,150,149,139,129,26,26,26,26,26,26,26,26]
[26,2117,143,27,23,0.72970000000000002,13519.882904,0,0,0,13519.882904,1.721404955356167E-6,18268462.484712001,18090124.595916122,0,36358587.080628127,1.1573297715438181E-5,0.1487393651906061,1,0,2,0,0,3,0,0,0,1,10,-5.6800000000000003E-2,1.02,-0.24460000000000001,2.94,-0.20599999999999999,4.3499999999999996,-0.153,133,134,144,154,153,152,142,132,26,26,26,26,26,26,26,26]
[26,2113,147,28,24,0.75880000000000003,10193.282864000001,0,0,0,10193.282864000001,1.2978490833116096E-6,29042947.973956,17063418.145641122,0,46106366.119597122,1.4676112151877144E-5,8.8432758613500279E-2,1,0,2,0,0,3,0,0,0,1,10,-5.6800000000000003E-2,1.02,-0.24460000000000001,2.94,-0.20599999999999999,4.3499999999999996,-0.153,137,138,148,158,157,156,146,136,26,26,26,26,26,26,26,26]
[26,1989,150,27,23,0.72970000000000002,50452.397616000002,0,0,0,50452.397616000002,6.4237987771393254E-6,18268462.484712001,18090124.595916122,0,36358587.080628127,1.1573297715438181E-5,0.55505344587915595,1,0,2,0,0,3,0,0,0,1,10,-5.6800000000000003E-2,1.02,-0.24460000000000001,2.94,-0.20599999999999999,4.3499999999999996,-0.153,140,141,151,160,159,0,149,139,26,26,26,26,26,0,26,26]
[26,2107,154,27,23,0.72970000000000002,5895.6472359999998,0,0,0,5895.6472359999998,7.506571202683761E-7,18268462.484712001,18090124.595916122,0,36358587.080628127,1.1573297715438181E-5,6.4861125905975633E-2,1,0,2,0,0,3,0,0,0,1,10,-5.6800000000000003E-2,1.02,-0.24460000000000001,2.94,-0.20599999999999999,4.3499999999999996,-0.153,144,145,155,164,163,162,153,143,26,26,26,26,26,26,26,26]
[26,2106,155,28,24,0.75880000000000003,4752.5818639999998,0,0,0,4752.5818639999998,6.0511751688359507E-7,29042947.973956,17063418.145641122,0,46106366.119597122,1.4676112151877144E-5,4.1231459028213929E-2,1,0,2,0,0,3,0,0,0,1,10,-5.6800000000000003E-2,1.02,-0.24460000000000001,2.94,-0.20599999999999999,4.3499999999999996,-0.153,145,146,156,165,164,163,154,144,26,26,26,26,26,26,26,26]
[26,2103,158,28,24,0.75880000000000003,10882.438324000001,0,0,0,10882.438324000001,1.3855950817258248E-6,29042947.973956,17063418.145641122,0,46106366.119597122,1.4676112151877144E-5,9.4411589894303219E-2,1,0,2,0,0,3,0,0,0,1,10,-5.6800000000000003E-2,1.02,-0.24460000000000001,2.94,-0.20599999999999999,4.3499999999999996,-0.153,148,124,140,155,167,166,157,147,26,8,8,8,26,26,26,26]
[26,2099,162,27,23,0.72970000000000002,17370.862888,0,0,0,17370.862888,2.2117269555174054E-6,18268462.484712001,18090124.595916122,0,36358587.080628127,1.1573297715438181E-5,0.19110602784952779,1,0,2,0,0,3,0,0,0,1,10,-5.6800000000000003E-2,1.02,-0.24460000000000001,2.94,-0.20599999999999999,4.3499999999999996,-0.153,153,154,163,171,170,169,161,152,26,26,26,26,26,26,26,26]
[26,2096,165,28,24,0.75880000000000003,6909.1721079999998,0,0,0,6909.1721079999998,8.7970311492868045E-7,29042947.973956,17063418.145641122,0,46106366.119597122,1.4676112151877144E-5,5.9941155111448388E-2,1,0,2,0,0,3,0,0,0,1,10,-5.6800000000000003E-2,1.02,-0.24460000000000001,2.94,-0.20599999999999999,4.3499999999999996,-0.153,156,157,166,174,173,172,164,155,26,26,26,26,26,26,26,26]
[26,2091,169,27,23,0.72970000000000002,188892.84812800001,0,0,0,188892.84812800001,2.4050584395422298E-5,18268462.484712001,18090124.595916122,0,36358587.080628127,1.1573297715438181E-5,2.0781098859437499,0,1,2,2,0,3,0,0,0,2,10,-0.10340000000000001,1.0349999999999999,-0.42880000000000001,1.52,-7.5999999999999998E-2,4.3499999999999996,-0.153,161,162,170,175,0,0,168,160,26,26,26,26,0,0,26,26]
[26,2089,171,27,23,0.72970000000000002,10180.846976000001,0,0,0,10180.846976000001,1.2962656968740599E-6,18268462.484712001,18090124.595916122,0,36358587.080628127,1.1573297715438181E-5,0.11200486920378004,1,0,2,0,0,3,0,0,0,1,10,-5.6800000000000003E-2,1.02,-0.24460000000000001,2.94,-0.20599999999999999,4.3499999999999996,-0.153,163,164,172,177,176,175,170,162,26,26,26,26,26,26,26,26]
[26,2202,176,35,31,0.68300000000000005,425082.48729200003,0,0,0,425082.48729200003,5.4123183259455676E-5,20485107.704512,14874087.920527441,0,35359195.625039443,1.1255181534956695E-5,4.8087348117272208,0,1,2,2,0,3,0,0,0,2,10,-0.10340000000000001,1.0349999999999999,-0.42880000000000001,1.52,-7.5999999999999998E-2,4.3499999999999996,-0.153,171,172,177,182,181,180,175,170,26,26,26,26,26,26,26,26]
[26,2201,177,36,32,0.66610000000000003,391099.350684,0,0,0,391099.350684,4.9796315921111397E-5,35782527.732004002,11938389.139543682,0,47720916.871547684,1.5190039617968481E-5,3.2782215960916083,0,1,2,2,0,3,0,0,0,2,10,-0.10340000000000001,1.0349999999999999,-0.42880000000000001,1.52,-7.5999999999999998E-2,4.3499999999999996,-0.153,172,173,178,183,182,181,176,171,26,26,26,26,26,26,26,26]
[26,2195,180,35,31,0.68300000000000005,112884.70067200001,0,0,0,112884.70067200001,1.4372926489118241E-5,20485107.704512,14874087.920527441,0,35359195.625039443,1.1255181534956695E-5,1.2770053014674489,1,0,2,0,0,3,0,0,0,1,10,-5.6800000000000003E-2,1.02,-0.24460000000000001,2.94,-0.20599999999999999,4.3499999999999996,-0.153,175,176,181,187,186,0,0,0,26,26,26,26,26,0,0,0]
[26,2192,183,36,32,0.66610000000000003,401256.36220800004,0,0,0,401256.36220800004,5.1089546793980155E-5,35782527.732004002,11938389.139543682,0,47720916.871547684,1.5190039617968481E-5,3.3633583636968081,0,1,2,2,0,3,0,0,0,2,10,-0.10340000000000001,1.0349999999999999,-0.42880000000000001,1.52,-7.5999999999999998E-2,4.3499999999999996,-0.153,178,179,184,190,189,188,182,177,26,26,26,26,26,26,26,26]
[26,2186,187,35,31,0.68300000000000005,511688.08397199999,0,0,0,511688.08397199999,6.5150150308291704E-5,20485107.704512,14874087.920527441,0,35359195.625039443,1.1255181534956695E-5,5.7884584185467221,0,1,2,2,0,3,0,0,0,2,10,-0.10340000000000001,1.0349999999999999,-0.42880000000000001,1.52,-7.5999999999999998E-2,4.3499999999999996,-0.153,181,182,188,193,192,0,186,180,26,26,26,26,26,0,26,26]
[26,2178,192,35,31,0.68300000000000005,439717.45481999998,0,0,0,439717.45481999998,5.5986565198712128E-5,20485107.704512,14874087.920527441,0,35359195.625039443,1.1255181534956695E-5,4.9742925091725354,0,1,2,2,0,3,0,0,0,2,10,-0.10340000000000001,1.0349999999999999,-0.42880000000000001,1.52,-7.5999999999999998E-2,4.3499999999999996,-0.153,187,188,193,197,0,0,0,186,26,26,26,26,0,0,0,26]
[26,2175,195,36,32,0.66610000000000003,200992.967152,0,0,0,200992.967152,2.55912193991582E-5,35782527.732004002,11938389.139543682,0,47720916.871547684,1.5190039617968481E-5,1.6847368435356835,1,0,2,0,0,3,0,0,0,1,10,-5.6800000000000003E-2,1.02,-0.24460000000000001,2.94,-0.20599999999999999,4.3499999999999996,-0.153,190,191,196,200,199,198,194,189,26,26,26,26,26,26,26,26]
[26,2170,198,44,40,0.53639999999999999,318870.67685600003,0,0,0,318870.67685600003,4.0599875542952668E-5,41346660.102024004,10147557.146558041,0,{"$f":"SUM(M1862:O1862)","v":51494217.248582043},{"$f":"P1862/(PI()*1000000^2)","v":1.6391118431519541E-5},2.4769435784736045,0,1,2,2,0,3,0,0,0,2,10,-0.10340000000000001,1.0349999999999999,-0.42880000000000001,1.52,-7.5999999999999998E-2,4.3499999999999996,-0.153,194,195,199,201,0,0,197,193,26,26,26,26,0,0,26,26]
[26,2163,201,44,40,0.53639999999999999,84882.189868000001,0,0,0,84882.189868000001,1.0807536078365597E-5,41346660.102024004,10147557.146558041,0,51494217.248582043,1.6391118431519541E-5,0.65935318102412632,1,0,2,0,0,3,0,0,0,1,10,-5.6800000000000003E-2,1.02,-0.24460000000000001,2.94,-0.20599999999999999,4.3499999999999996,-0.153,199,200,202,5,203,0,0,198,26,26,26,25,26,0,0,26]
[26,2162,202,44,40,0.53639999999999999,103715.30592,0,0,0,103715.30592,1.3205442889164893E-5,41346660.102024004,10147557.146558041,0,51494217.248582043,1.6391118431519541E-5,0.80564623728001949,1,0,2,0,0,3,0,0,0,1,10,-5.6800000000000003E-2,1.02,-0.24460000000000001,2.94,-0.20599999999999999,4.3499999999999996,-0.153,200,1,3,6,5,203,201,199,26,25,25,25,25,26,26,26]
[27,206,1,109,101,0.71630000000000005,109139.425736,0,0,0,{"$f":"SUM(G1869:J1869)","v":109139.425736},1.3896063273676175E-5,81817811.926044002,870628.71530448017,34330100.500097364,117018541.14144585,3.7248158512126859E-5,{"$f":"L1869/Q1869","v":0.37306712140284848},1,0,2,0,0,3,0,0,0,1,10,-5.6800000000000003E-2,1.02,-0.24460000000000001,2.94,-0.20599999999999999,4.3499999999999996,-0.153,0,0,32,6,5,4,0,0,0,0,4,27,27,27,0,0]
[27,196,6,109,101,0.71630000000000005,234376.07216400001,0,0,0,234376.07216400001,2.9841688341890703E-5,81817811.926044002,870628.71530448017,34330100.500097364,117018541.14144585,3.7248158512126859E-5,0.80115875613488818,1,0,2,0,0,3,0,0,0,1,10,-5.6800000000000003E-2,1.02,-0.24460000000000001,2.94,-0.20599999999999999,4.3499999999999996,-0.153,32,33,43,52,12,11,5,1,4,4,4,4,27,27,27,27]
[27,225,9,109,101,0.71630000000000005,1697019.930312,0,0,0,1697019.930312,2.1607128834769484E-4,81817811.926044002,870628.71530448017,34330100.500097364,117018541.14144585,3.7248158512126859E-5,5.8008582700094733,0,1,2,2,0,3,0,0,0,2,10,-0.10340000000000001,1.0349999999999999,-0.42880000000000001,1.52,-7.5999999999999998E-2,4.3499999999999996,-0.153,3,4,10,16,1,15,8,2,27,27,27,27,7,27,27,27]
[27,187,12,109,101,0.71630000000000005,123075.910888,0,0,0,123075.910888,1.5670511674690259E-5,81817811.926044002,870628.71530448017,34330100.500097364,117018541.14144585,3.7248158512126859E-5,0.42070567514333412,1,0,2,0,0,3,0,0,0,1,10,-5.6800000000000003E-2,1.02,-0.24460000000000001,2.94,-0.20599999999999999,4.3499999999999996,-0.153,6,43,52,19,18,17,11,5,27,4,4,27,27,27,27,27]
[27,332,16,117,109,0.48499999999999999,1282865.4796,0,0,0,1282865.4796,1.6333950592023602E-4,79472099.806311995,0,35775091.974585369,115247191.78089736,3.6684320498778941E-5,4.4525700271774928,0,1,2,2,0,3,0,0,0,2,10,-0.10340000000000001,1.0349999999999999,-0.42880000000000001,1.52,-7.5999999999999998E-2,4.3499999999999996,-0.153,10,11,17,24,23,3,1,9,27,27,27,27,27,7,7,27]
[27,329,19,118,110,0.6583,185796.31201600001,0,0,0,185796.31201600001,2.3656321172472412E-5,65830022.903148003,0,37706872.27767837,103536895.18082637,3.2956817320831905E-5,0.71779750278007948,1,0,2,0,0,3,0,0,0,1,10,-5.6800000000000003E-2,1.02,-0.24460000000000001,2.94,-0.20599999999999999,4.3499999999999996,-0.153,52,13,20,25,5,4,18,12,4,27,27,27,7,7,27,27]
[27,164,22,117,109,0.48499999999999999,476726.65750800003,0,0,0,476726.65750800003,6.0698723236860185E-5,79472099.806311995,0,35775091.974585369,115247191.78089736,3.6684320498778941E-5,1.6546230763325869,1,0,2,0,0,3,0,0,0,1,10,-5.6800000000000003E-2,1.02,-0.24460000000000001,2.94,-0.20599999999999999,4.3499999999999996,-0.153,15,1,3,7,6,81,77,14,27,7,7,7,7,30,30,27]
[27,322,24,117,109,0.48499999999999999,519654.30656,0,0,0,519654.30656,6.6164441270412109E-5,79472099.806311995,0,35775091.974585369,115247191.78089736,3.6684320498778941E-5,1.8036163780821408,1,0,2,0,0,3,0,0,0,1,10,-5.6800000000000003E-2,1.02,-0.24460000000000001,2.94,-0.20599999999999999,4.3499999999999996,-0.153,17,18,4,10,9,8,23,16,27,27,7,7,7,7,27,27]
[27,311,27,118,110,0.6583,115882.78600400001,0,0,0,115882.78600400001,1.4754654569437527E-5,65830022.903148003,0,37706872.27767837,103536895.18082637,3.2956817320831905E-5,0.44769658507380061,1,0,2,0,0,3,0,0,0,1,10,-5.6800000000000003E-2,1.02,-0.24460000000000001,2.94,-0.20599999999999999,4.3499999999999996,-0.153,26,0,0,0,0,20,12,25,27,0,0,0,0,7,7,27]
[28,1053,3,41,37,0.89429999999999998,398114.22784000001,225293.68246968003,0,0,623407.91030968004,7.9374760390699614E-5,87639433.502399996,35906347.618831806,0,123545781.12123179,3.9325843527186808E-5,2.0183867215925355,0,1,2,2,0,3,0,0,0,2,10,-0.10340000000000001,1.0349999999999999,-0.42880000000000001,1.52,-7.5999999999999998E-2,4.3499999999999996,-0.153,2,0,0,0,4,11,8,5,28,0,0,0,28,19,19,19]
[28,1026,6,49,45,0.8024,60087.101844000004,56074.104935640011,0,0,116161.20677964002,1.4790104203599597E-5,92879981.994011998,32240666.797340766,0,125120648.79135276,3.9827139476017544E-5,0.37135743109307812,1,0,2,0,0,3,0,0,0,1,10,-5.6800000000000003E-2,1.02,-0.24460000000000001,2.94,-0.20599999999999999,4.3499999999999996,-0.153,5,0,0,7,27,26,21,16,28,0,0,28,19,19,19,19]
[28,936,9,57,52,0.63949999999999996,750979.44086800003,480603.13757280004,0,0,1231582.5784408001,1.5680996414777222E-4,98333029.758148,29015228.524463285,0,127348258.28261128,4.0536209599641977E-5,3.868392375520902,0,1,2,2,0,3,0,0,0,2,10,-0.10340000000000001,1.0349999999999999,-0.42880000000000001,1.52,-7.5999999999999998E-2,4.3499999999999996,-0.153,8,0,10,15,14,40,34,7,28,0,28,28,28,19,19,28]
[28,934,11,58,53,0.1308,694812.75271599996,982398.61794492009,0,0,1677211.3706609202,2.1354918420049483E-4,99554768.702932,30746432.771813884,0,130301201.47474588,4.1476160611037545E-5,5.1487211220718825,0,1,2,2,0,3,0,0,0,2,10,-0.10340000000000001,1.0349999999999999,-0.42880000000000001,1.52,-7.5999999999999998E-2,4.3499999999999996,-0.153,0,0,12,17,16,15,10,0,0,0,28,28,28,28,28,0]
[28,927,17,58,53,0.1308,573579.42590000003,257986.15720812004,0,0,831565.58310812013,1.058782184454013E-4,99554768.702932,30746432.771813884,0,130301201.47474588,4.1476160611037545E-5,2.5527487811209126,0,1,2,2,0,3,0,0,0,2,10,-0.10340000000000001,1.0349999999999999,-0.42880000000000001,1.52,-7.5999999999999998E-2,4.3499999999999996,-0.153,12,13,0,0,21,20,16,11,28,28,0,0,28,28,28,28]
[28,922,20,58,53,0.1308,101754.580912,0,0,0,101754.580912,1.2955795627511217E-5,99554768.702932,30746432.771813884,0,130301201.47474588,4.1476160611037545E-5,0.31236728367918049,1,0,2,0,0,3,0,0,0,1,10,-5.6800000000000003E-2,1.02,-0.24460000000000001,2.94,-0.20599999999999999,4.3499999999999996,-0.153,16,17,21,26,25,24,19,15,28,28,28,28,28,28,28,28]
[28,921,21,58,53,0.1308,79607.300707999995,0,0,0,79607.300707999995,1.0135916331104911E-5,99554768.702932,30746432.771813884,0,130301201.47474588,4.1476160611037545E-5,0.2443793297590704,1,0,2,0,0,3,0,0,0,1,10,-5.6800000000000003E-2,1.02,-0.24460000000000001,2.94,-0.20599999999999999,4.3499999999999996,-0.153,17,0,0,0,26,25,20,16,28,0,0,0,28,28,28,28]
[28,917,24,57,52,0.63949999999999996,63168.093096000004,0,0,0,63168.093096000004,8.0428114095339421E-6,98333029.758148,29015228.524463285,0,127348258.28261128,4.0536209599641977E-5,0.19841054427557966,1,0,2,0,0,3,0,0,0,1,10,-5.6800000000000003E-2,1.02,-0.24460000000000001,2.94,-0.20599999999999999,4.3499999999999996,-0.153,19,20,25,31,30,29,23,18,28,28,28,28,28,28,28,28]
[28,914,28,65,60,0.54510000000000003,16000.842560000001,0,0,0,16000.842560000001,2.0372905496473418E-6,99943083.451028004,24963261.350619242,0,124906344.80164725,3.9758924397445649E-5,5.1241088146193152E-2,1,0,2,0,0,3,0,0,0,1,10,-5.6800000000000003E-2,1.02,-0.24460000000000001,2.94,-0.20599999999999999,4.3499999999999996,-0.153,22,23,29,35,34,33,27,50,28,28,28,28,28,28,28,19]
[28,957,32,65,60,0.54510000000000003,119706.821564,0,0,0,119706.821564,1.5241545898984073E-5,99943083.451028004,24963261.350619242,0,124906344.80164725,3.9758924397445649E-5,0.38334905005537023,1,0,2,0,0,3,0,0,0,1,10,-5.6800000000000003E-2,1.02,-0.24460000000000001,2.94,-0.20599999999999999,4.3499999999999996,-0.153,54,27,33,39,38,60,57,53,19,28,28,28,28,19,19,19]
[28,908,35,65,60,0.54510000000000003,49590.176048000001,0,0,0,49590.176048000001,{"$f":"K1931/(PI()*50000^2)","v":6.3140173174692097E-6},99943083.451028004,24963261.350619242,0,124906344.80164725,3.9758924397445649E-5,0.15880754857329238,1,0,2,0,0,3,0,0,0,1,10,-5.6800000000000003E-2,1.02,-0.24460000000000001,2.94,-0.20599999999999999,4.3499999999999996,-0.153,29,30,36,42,41,40,34,28,28,28,28,28,28,28,28,28]
[28,947,39,65,60,0.54510000000000003,70047.211808000007,0,0,0,70047.211808000007,8.918688007238544E-6,99943083.451028004,24963261.350619242,0,124906344.80164725,3.9758924397445649E-5,0.22431914701926731,1,0,2,0,0,3,0,0,0,1,10,-5.6800000000000003E-2,1.02,-0.24460000000000001,2.94,-0.20599999999999999,4.3499999999999996,-0.153,33,34,40,46,45,44,38,32,28,28,28,28,28,28,28,28]
[28,902,42,65,60,0.54510000000000003,28705.138476,0,0,0,28705.138476,3.6548517444742044E-6,99943083.451028004,24963261.350619242,0,124906344.80164725,3.9758924397445649E-5,9.1925317393873315E-2,1,0,2,0,0,3,0,0,0,1,10,-5.6800000000000003E-2,1.02,-0.24460000000000001,2.94,-0.20599999999999999,4.3499999999999996,-0.153,36,37,43,49,48,47,41,35,28,28,28,28,28,28,28,28]
[28,901,43,66,61,0.44669999999999999,8835.6984240000002,0,0,0,8835.6984240000002,1.1249960638790955E-6,103661687.552564,28204625.236249443,0,131866312.78881344,4.1974351015283349E-5,2.6801988277781148E-2,1,0,2,0,0,3,0,0,0,1,10,-5.6800000000000003E-2,1.02,-0.24460000000000001,2.94,-0.20599999999999999,4.3499999999999996,-0.153,37,0,0,0,49,48,42,36,28,0,0,0,28,28,28,28]
[28,897,49,66,61,0.44669999999999999,15476.462616000001,0,0,0,15476.462616000001,1.9705244215306606E-6,103661687.552564,28204625.236249443,0,131866312.78881344,4.1974351015283349E-5,4.6945917539336579E-2,1,0,2,0,0,3,0,0,0,1,10,-5.6800000000000003E-2,1.02,-0.24460000000000001,2.94,-0.20599999999999999,4.3499999999999996,-0.153,43,0,0,0,55,54,48,42,28,0,0,0,28,28,28,28]
[28,608,50,73,68,0.63749999999999996,398105.937248,0,0,0,398105.937248,5.068842222980088E-5,103104272.708416,16668297.146797562,0,119772569.85521357,3.812479307855315E-5,1.3295396023622044,1,0,2,0,0,3,0,0,0,1,10,-5.6800000000000003E-2,1.02,-0.24460000000000001,2.94,-0.20599999999999999,4.3499999999999996,-0.153,44,45,51,58,57,56,66,63,28,28,28,28,28,28,19,19]
[28,541,54,73,68,0.63749999999999996,42967.029364000002,0,0,0,42967.029364000002,5.4707320906041735E-6,103104272.708416,16668297.146797562,0,119772569.85521357,3.812479307855315E-5,0.14349539102631084,1,0,2,0,0,3,0,0,0,1,10,-5.6800000000000003E-2,1.02,-0.24460000000000001,2.94,-0.20599999999999999,4.3499999999999996,-0.153,48,49,55,62,61,60,53,47,28,28,28,28,28,28,28,28]
[28,599,57,73,68,0.63749999999999996,368312.65857199999,0,0,0,368312.65857199999,4.6895024172041068E-5,103104272.708416,16668297.146797562,0,119772569.85521357,3.812479307855315E-5,1.2300400968843961,1,0,2,0,0,3,0,0,0,1,10,-5.6800000000000003E-2,1.02,-0.24460000000000001,2.94,-0.20599999999999999,4.3499999999999996,-0.153,50,51,58,65,64,63,56,66,28,28,28,28,28,28,28,19]
[28,538,60,73,68,0.63749999999999996,32261.802444000001,0,0,0,32261.802444000001,4.1077002656134324E-6,103104272.708416,16668297.146797562,0,119772569.85521357,3.812479307855315E-5,0.10774354255903337,1,0,2,0,0,3,0,0,0,1,10,-5.6800000000000003E-2,1.02,-0.24460000000000001,2.94,-0.20599999999999999,4.3499999999999996,-0.153,53,54,61,68,67,66,59,52,28,28,28,28,28,28,28,28]
[28,590,64,73,68,0.63749999999999996,53880.557408000001,0,0,0,53880.557408000001,6.8602856384238722E-6,103104272.708416,16668297.146797562,0,119772569.85521357,3.812479307855315E-5,0.17994289501555566,1,0,2,0,0,3,0,0,0,1,10,-5.6800000000000003E-2,1.02,-0.24460000000000001,2.94,-0.20599999999999999,4.3499999999999996,-0.153,57,58,65,72,71,70,63,56,28,28,28,28,28,28,28,28]
[28,535,66,73,68,0.63749999999999996,51637.952272000002,0,0,0,51637.952272000002,6.574748284185735E-6,103104272.708416,16668297.146797562,0,119772569.85521357,3.812479307855315E-5,0.17245334999298176,1,0,2,0,0,3,0,0,0,1,10,-5.6800000000000003E-2,1.02,-0.24460000000000001,2.94,-0.20599999999999999,4.3499999999999996,-0.153,59,60,67,74,73,72,65,58,28,28,28,28,28,28,28,28]
[28,532,69,74,68,0.70250000000000001,16565.639139999999,0,0,0,16565.639139999999,2.1092026836860592E-6,103104272.708416,16668297.146797562,0,119772569.85521357,3.812479307855315E-5,5.5323649346508248E-2,1,0,2,0,0,3,0,0,0,1,10,-5.6800000000000003E-2,1.02,-0.24460000000000001,2.94,-0.20599999999999999,4.3499999999999996,-0.153,62,0,0,0,76,75,68,61,28,0,0,0,28,28,28,28]
[28,580,72,73,68,0.63749999999999996,175304.56784,0,0,0,175304.56784,2.2320470814659608E-5,103104272.708416,16668297.146797562,0,119772569.85521357,3.812479307855315E-5,0.5854581497313317,1,0,2,0,0,3,0,0,0,1,10,-5.6800000000000003E-2,1.02,-0.24460000000000001,2.94,-0.20599999999999999,4.3499999999999996,-0.153,65,66,73,80,79,78,71,64,28,28,28,28,28,28,28,28]
[28,529,75,73,68,0.63749999999999996,62031.245668000003,0,0,0,62031.245668000003,7.8980634993679355E-6,103104272.708416,16668297.146797562,0,119772569.85521357,3.812479307855315E-5,0.20716344566368122,1,0,2,0,0,3,0,0,0,1,10,-5.6800000000000003E-2,1.02,-0.24460000000000001,2.94,-0.20599999999999999,4.3499999999999996,-0.153,68,69,76,83,82,81,74,67,28,28,28,28,28,28,28,28]
[28,571,79,78,72,0.53049999999999997,194988.50589600002,0,0,0,194988.50589600002,2.4826707647561265E-5,104227489.366844,14596909.044454442,662781.6728559999,119487180.08415444,3.8033950693009301E-5,0.65275121819318271,1,0,2,0,0,3,0,0,0,1,10,-5.6800000000000003E-2,1.02,-0.24460000000000001,2.94,-0.20599999999999999,4.3499999999999996,-0.153,72,73,80,85,84,36,78,71,28,28,28,28,28,24,28,28]
[28,524,83,79,72,0.4405,51846.253396,0,0,0,51846.253396,6.6012700070146926E-6,104227489.366844,14596909.044454442,662781.6728559999,119487180.08415444,3.8033950693009301E-5,0.1735625641495091,1,0,2,0,0,3,0,0,0,1,10,-5.6800000000000003E-2,1.02,-0.24460000000000001,2.94,-0.20599999999999999,4.3499999999999996,-0.153,76,0,0,0,88,87,82,75,28,0,0,0,28,28,28,28]
[28,522,86,78,72,0.53049999999999997,139395.94124000001,0,0,0,139395.94124000001,1.7748442476234713E-5,104227489.366844,14596909.044454442,662781.6728559999,119487180.08415444,3.8033950693009301E-5,0.46664735460933598,1,0,2,0,0,3,0,0,0,1,10,-5.6800000000000003E-2,1.02,-0.24460000000000001,2.94,-0.20599999999999999,4.3499999999999996,-0.153,81,82,87,2,1,89,85,80,28,28,28,30,30,28,28,28]
[28,516,90,79,72,0.4405,839876.34991200001,0,0,0,839876.34991200001,1.0693637813957852E-4,104227489.366844,14596909.044454442,662781.6728559999,119487180.08415444,3.8033950693009301E-5,2.8116032174178947,0,1,2,2,0,3,0,0,0,2,10,-0.10340000000000001,1.0349999999999999,-0.42880000000000001,1.52,-7.5999999999999998E-2,4.3499999999999996,-0.153,88,0,0,0,4,3,2,87,28,0,0,0,30,30,30,28]
[29,425,2,99,91,0.19980000000000001,1604372.5647120001,0,0,0,1604372.5647120001,2.0427505938794925E-4,102568876.640296,2220517.6284970804,9320044.8634469993,114109439.13224007,3.6322162582679526E-5,5.6239784435456279,0,1,2,2,0,3,0,0,0,2,10,-0.10340000000000001,1.0349999999999999,-0.42880000000000001,1.52,-7.5999999999999998E-2,4.3499999999999996,-0.153,7,8,10,5,4,3,1,21,21,21,21,29,29,29,29,14]
[29,417,3,99,91,0.19980000000000001,6282047.8936680006,0,0,0,6282047.8936680006,7.998551800138333E-4,102568876.640296,2220517.6284970804,9320044.8634469993,{"$f":"SUM(M1990:O1990)","v":114109439.13224007},{"$f":"P1990/(PI()*1000000^2)","v":3.6322162582679526E-5},22.021133190875858,0,1,0,0,1,0,0,4,6,6,15,-0.10340000000000001,1.0349999999999999,-0.42880000000000001,1.5,-7.3999999999999996E-2,3.93,-0.14099999999999999,1,2,4,6,14,19,15,11,29,29,29,29,21,11,11,11]
[29,407,6,99,91,0.19980000000000001,4154146.2069600001,0,0,0,4154146.2069600001,5.289223225313054E-4,102568876.640296,2220517.6284970804,9320044.8634469993,114109439.13224007,3.6322162582679526E-5,14.56197222088108,0,1,0,0,1,0,0,4,4,4,15,-0.1507,1.05,-0.6,1.47,-7.0999999999999994E-2,30.4,-0.374,4,5,16,20,19,18,14,3,29,29,21,21,21,21,21,29]
[30,517,2,78,72,0.53049999999999997,958821.473336,0,0,0,958821.473336,1.2208094161926267E-4,104227489.366844,14596909.044454442,662781.6728559999,119487180.08415444,3.8033950693009301E-5,3.2097886071483321,0,1,2,2,0,3,0,0,0,2,10,-0.10340000000000001,1.0349999999999999,-0.42880000000000001,1.52,-7.5999999999999998E-2,4.3499999999999996,-0.153,87,88,90,4,3,53,1,86,28,28,28,30,30,24,30,28]
[30,796,7,84,77,0.61950000000000005,699603.67856799997,0,0,0,699603.67856799997,8.9076306919496544E-5,103246271.89554401,13268818.173508922,13050702.706681369,129565792.77573431,4.1242072751756601E-5,2.1598406912199284,0,1,2,2,0,3,0,0,0,2,10,-0.10340000000000001,1.0349999999999999,-0.42880000000000001,1.52,-7.5999999999999998E-2,4.3499999999999996,-0.153,4,0,0,11,10,9,6,3,30,0,0,30,30,30,30,30]
[30,791,10,84,77,0.61950000000000005,214481.76033600001,0,0,0,214481.76033600001,2.7308665888420494E-5,103246271.89554401,13268818.173508922,13050702.706681369,129565792.77573431,4.1242072751756601E-5,0.66215551417108032,1,0,2,0,0,3,0,0,0,1,10,-5.6800000000000003E-2,1.02,-0.24460000000000001,2.94,-0.20599999999999999,4.3499999999999996,-0.153,7,0,11,15,14,13,9,6,30,0,30,30,30,30,30,30]
[30,785,14,84,77,0.61950000000000005,356885.113824,0,0,0,356885.113824,4.5440023984802648E-5,103246271.89554401,13268818.173508922,13050702.706681369,129565792.77573431,4.1242072751756601E-5,1.1017880759367811,1,0,2,0,0,3,0,0,0,1,10,-5.6800000000000003E-2,1.02,-0.24460000000000001,2.94,-0.20599999999999999,4.3499999999999996,-0.153,10,11,15,18,17,16,13,9,30,30,30,30,30,30,30,30]
[30,779,17,84,77,0.61950000000000005,540835.73279599997,0,0,0,540835.73279599997,6.8861344220168716E-5,103246271.89554401,13268818.173508922,13050702.706681369,129565792.77573431,4.1242072751756601E-5,1.6696867937423379,1,0,2,0,0,3,0,0,0,1,10,-5.6800000000000003E-2,1.02,-0.24460000000000001,2.94,-0.20599999999999999,4.3499999999999996,-0.153,14,15,18,21,20,19,16,13,30,30,30,30,30,30,30,30]
[30,773,20,92,84,0.34300000000000003,671745.21680000005,0,0,0,671745.21680000005,8.5529257401645531E-5,102979583.24106,4645905.4474786809,15215555.596556367,122841044.28509505,3.9101518825086595E-5,2.187364071054243,0,1,2,2,0,3,0,0,0,2,10,-0.10340000000000001,1.0349999999999999,-0.42880000000000001,1.52,-7.5999999999999998E-2,4.3499999999999996,-0.153,17,18,21,24,1,23,19,16,30,30,30,30,21,30,30,30]
[30,768,23,91,83,0.31569999999999998,653098.63906800002,0,0,0,653098.63906800002,8.3155101387409467E-5,103458312.076536,3994222.8067948804,5529089.5734639997,112981624.45679489,3.5963168021702164E-5,2.3122295938230213,0,1,2,2,0,3,0,0,0,2,10,-0.10340000000000001,1.0349999999999999,-0.42880000000000001,1.52,-7.5999999999999998E-2,4.3499999999999996,-0.153,19,20,1,2,15,26,22,6,30,30,21,21,14,30,30,14]
[30,765,25,92,84,0.34300000000000003,738928.02907200006,0,0,0,738928.02907200006,9.4083238732768445E-5,102979583.24106,4645905.4474786809,15215555.596556367,122841044.28509505,3.9101518825086595E-5,2.4061274743222225,0,1,2,2,0,3,0,0,0,2,10,-0.10340000000000001,1.0349999999999999,-0.42880000000000001,1.52,-7.5999999999999998E-2,4.3499999999999996,-0.153,0,0,0,0,28,27,24,21,0,0,0,0,30,30,30,30]
[30,759,28,92,84,0.34300000000000003,927192.86485600006,0,0,0,927192.86485600006,1.1805386211309448E-4,102979583.24106,4645905.4474786809,15215555.596556367,122841044.28509505,3.9101518825086595E-5,3.0191630826717137,0,1,2,2,0,3,0,0,0,2,10,-0.10340000000000001,1.0349999999999999,-0.42880000000000001,1.52,-7.5999999999999998E-2,4.3499999999999996,-0.153,25,0,0,30,29,5,27,24,30,0,0,30,30,21,30,30]
[30,429,32,100,92,0.3407,1332090.8696000001,0,0,0,1332090.8696000001,1.6960707723553712E-4,102098361.70884401,2198034.3505111202,18063616.79687937,122360012.85623449,3.8948401765715166E-5,4.3546607703126838,0,1,2,2,0,3,0,0,0,2,10,-0.10340000000000001,1.0349999999999999,-0.42880000000000001,1.52,-7.5999999999999998E-2,4.3499999999999996,-0.153,30,0,33,36,35,34,31,29,30,0,30,30,30,30,30,30]
[30,421,35,100,92,0.3407,1392872.308524,0,0,0,1392872.308524,1.7734601039793129E-4,102098361.70884401,2198034.3505111202,18063616.79687937,122360012.85623449,3.8948401765715166E-5,4.5533578364707745,0,1,2,2,0,3,0,0,0,2,10,-0.10340000000000001,1.0349999999999999,-0.42880000000000001,1.52,-7.5999999999999998E-2,4.3499999999999996,-0.153,32,33,36,39,38,37,34,31,30,30,30,30,30,30,30,30]
[30,404,40,100,92,0.3407,1734794.9764360001,0,0,0,1734794.9764360001,2.2088095660062202E-4,102098361.70884401,2198034.3505111202,18063616.79687937,122360012.85623449,3.8948401765715166E-5,5.6711173395324099,0,1,2,2,0,3,0,0,0,2,10,-0.10340000000000001,1.0349999999999999,-0.42880000000000001,1.52,-7.5999999999999998E-2,4.3499999999999996,-0.153,37,38,41,45,44,21,17,13,30,30,30,30,30,21,21,21]
[30,401,43,100,92,0.3407,1065959.757428,0,0,0,1065959.757428,1.3572221162536313E-4,102098361.70884401,2198034.3505111202,18063616.79687937,122360012.85623449,3.8948401765715166E-5,3.4846670331113399,0,1,2,2,0,3,0,0,0,2,10,-0.10340000000000001,1.0349999999999999,-0.42880000000000001,1.52,-7.5999999999999998E-2,4.3499999999999996,-0.153,0,0,0,0,47,46,42,39,0,0,0,0,30,30,30,30]
[30,393,46,107,99,0.28289999999999998,1013200.502588,0,0,0,1013200.502588,1.2900469466405832E-4,100400189.386244,1454351.6740104002,23050404.68595637,124904945.74621077,3.9758479064268901E-5,3.2447089954201829,0,1,2,2,0,3,0,0,0,2,10,-0.10340000000000001,1.0349999999999999,-0.42880000000000001,1.52,-7.5999999999999998E-2,4.3499999999999996,-0.153,42,43,47,51,50,49,45,41,30,30,30,30,30,30,30,30]
[30,392,47,107,99,0.28289999999999998,1042184.4122200001,0,0,0,1042184.4122200001,1.3269504065450762E-4,100400189.386244,1454351.6740104002,23050404.68595637,124904945.74621077,3.9758479064268901E-5,3.3375280890400352,0,1,2,2,0,3,0,0,0,2,10,-0.10340000000000001,1.0349999999999999,-0.42880000000000001,1.52,-7.5999999999999998E-2,4.3499999999999996,-0.153,43,0,0,52,51,50,46,42,30,0,0,30,30,30,30,30]
[30,384,50,107,99,0.28289999999999998,598340.31523199996,0,0,0,598340.31523199996,7.6183055056268544E-5,100400189.386244,1454351.6740104002,23050404.68595637,124904945.74621077,3.9758479064268901E-5,1.9161461114526022,1,0,2,0,0,3,0,0,0,1,10,-5.6800000000000003E-2,1.02,-0.24460000000000001,2.94,-0.20599999999999999,4.3499999999999996,-0.153,46,47,51,55,1,32,49,45,30,30,30,30,20,30,30,30]
[30,244,54,108,100,0.55820000000000003,368445.308044,0,0,0,368445.308044,4.6911913627374938E-5,97651142.03836,1333961.2610478001,29828077.674036369,128813180.97344416,4.1002508974629043E-5,1.144123001263226,1,0,2,0,0,3,0,0,0,1,10,-5.6800000000000003E-2,1.02,-0.24460000000000001,2.94,-0.20599999999999999,4.3499999999999996,-0.153,0,0,0,59,58,57,53,0,0,0,0,30,30,30,30,0]
[30,241,57,108,100,0.55820000000000003,571557.557776,0,0,0,571557.557776,7.2772968465265571E-5,97651142.03836,1333961.2610478001,29828077.674036369,128813180.97344416,4.1002508974629043E-5,1.7748418398077788,1,0,2,0,0,3,0,0,0,1,10,-5.6800000000000003E-2,1.02,-0.24460000000000001,2.94,-0.20599999999999999,4.3499999999999996,-0.153,53,54,58,62,61,60,56,52,30,30,30,30,30,30,30,30]
[30,232,61,108,100,0.55820000000000003,556839.68432800006,0,0,0,556839.68432800006,7.0899030616425451E-5,97651142.03836,1333961.2610478001,29828077.674036369,128813180.97344416,4.1002508974629043E-5,1.7291388353892041,{"$f":"IF(R2055<=2,1,0)","v":1},{"$f":"IF(R2055>2,1,0)","v":0},{"$f":"IF(R2055<=6,2,0)","v":2},{"$f":"T2055*U2055","v":0},{"$f":"IF(R2055>6,1,0)","v":0},{"$f":"IF(R2055<=10,3,0)","v":3},{"$f":"W2055*X2055","v":0},{"$f":"IF(R2055>10,4,0)","v":0},{"$f":"IF(Z2055=4,AB2055,0)","v":0},1,10,-5.6800000000000003E-2,1.02,-0.24460000000000001,2.94,-0.20599999999999999,4.3499999999999996,-0.153,57,58,62,68,67,66,60,56,30,30,30,30,30,30,30,30]
[30,228,65,108,100,0.55820000000000003,773685.29970800004,0,0,0,773685.29970800004,{"$f":"K2059/(PI()*50000^2)","v":9.8508671876850189E-5},97651142.03836,1333961.2610478001,29828077.674036369,128813180.97344416,4.1002508974629043E-5,{"$f":"L2059/Q2059","v":2.4025035135728889},0,1,2,2,0,3,0,0,0,2,10,-0.10340000000000001,1.0349999999999999,-0.42880000000000001,1.52,-7.5999999999999998E-2,4.3499999999999996,-0.153,0,0,7,14,71,70,64,0,0,0,27,27,30,30,30,0]
[30,178,68,116,108,0.54690000000000005,420302.96100399998,0,0,0,420302.96100399998,5.351463507195738E-5,92388396.522992,542309.02373736002,30575647.752708368,123506353.29943773,3.9313293261719068E-5,1.3612351098570195,1,0,2,0,0,3,0,0,0,1,10,-5.6800000000000003E-2,1.02,-0.24460000000000001,2.94,-0.20599999999999999,4.3499999999999996,-0.153,62,63,69,74,73,72,67,61,30,30,30,30,30,30,30,30]
[30,175,71,116,108,0.54690000000000005,773425.18238400004,0,0,0,773425.18238400004,9.8475552710531445E-5,92388396.522992,542309.02373736002,30575647.752708368,123506353.29943773,3.9313293261719068E-5,2.5048919726707566,0,1,2,2,0,3,0,0,0,2,10,-0.10340000000000001,1.0349999999999999,-0.42880000000000001,1.52,-7.5999999999999998E-2,4.3499999999999996,-0.153,65,7,14,77,76,75,70,64,30,27,27,30,30,30,30,30]
[30,170,72,116,108,0.54690000000000005,226612.96908000001,0,0,0,226612.96908000001,2.8853259358250273E-5,92388396.522992,542309.02373736002,30575647.752708368,123506353.29943773,3.9313293261719068E-5,0.7339313744632493,1,0,2,0,0,3,0,0,0,1,10,-5.6800000000000003E-2,1.02,-0.24460000000000001,2.94,-0.20599999999999999,4.3499999999999996,-0.153,67,68,73,33,32,31,22,66,30,30,30,20,20,20,20,30]
[30,159,78,116,108,0.54690000000000005,147937.32364799999,0,0,0,147937.32364799999,1.8835965061091795E-5,92388396.522992,542309.02373736002,30575647.752708368,123506353.29943773,3.9313293261719068E-5,0.47912457843955625,1,0,2,0,0,3,0,0,0,1,10,-5.6800000000000003E-2,1.02,-0.24460000000000001,2.94,-0.20599999999999999,4.3499999999999996,-0.153,74,75,79,45,44,43,33,73,30,30,30,20,20,20,20,30]
[30,157,80,116,108,0.54690000000000005,81544.190264000004,0,0,0,81544.190264000004,1.0382528768753285E-5,92388396.522992,542309.02373736002,30575647.752708368,123506353.29943773,3.9313293261719068E-5,0.26409715155721053,1,0,2,0,0,3,0,0,0,1,10,-5.6800000000000003E-2,1.02,-0.24460000000000001,2.94,-0.20599999999999999,4.3499999999999996,-0.153,76,77,81,13,46,45,79,75,30,30,30,7,20,20,30,30]
[31,62,1,86,78,0.3024,18907.731380000001,0,0,0,18907.731380000001,2.4074071294245951E-6,31315254.155795999,10281799.110528002,38703845.246579364,80300898.512903363,2.5560569866098398E-5,{"$f":"L2077/Q2077","v":9.4184407547876992E-2},1,0,2,0,0,3,0,0,0,1,10,-5.6800000000000003E-2,1.02,-0.24460000000000001,2.94,-0.20599999999999999,4.3499999999999996,-0.153,0,0,0,7,6,5,0,0,0,0,0,31,31,31,0,0]
[31,55,4,86,78,0.3024,69386.037096,0,0,0,69386.037096,8.8345046283088156E-6,31315254.155795999,10281799.110528002,38703845.246579364,80300898.512903363,2.5560569866098398E-5,0.34563019035135961,1,0,2,0,0,3,0,0,0,1,10,-5.6800000000000003E-2,1.02,-0.24460000000000001,2.94,-0.20599999999999999,4.3499999999999996,-0.153,0,0,5,14,13,12,3,0,0,0,31,31,31,31,31,0]
[31,51,8,87,79,0.4859,31964.377456000002,0,0,0,31964.377456000002,4.069830939982034E-6,15139634.516872,17991461.866173841,43391667.198175363,76522763.581221208,2.4357952166007648E-5,0.16708428164423533,1,0,2,0,0,3,0,0,0,1,10,-5.6800000000000003E-2,1.02,-0.24460000000000001,2.94,-0.20599999999999999,4.3499999999999996,-0.153,0,6,7,8,17,16,7,0,0,23,23,23,31,31,31,0]
[31,268,9,85,78,0.32340000000000002,83892.500448000006,0,0,0,83892.500448000006,1.0681524907710596E-5,31315254.155795999,10281799.110528002,38703845.246579364,80300898.512903363,2.5560569866098398E-5,0.41789071854292892,1,0,2,0,0,3,0,0,0,1,10,-5.6800000000000003E-2,1.02,-0.24460000000000001,2.94,-0.20599999999999999,4.3499999999999996,-0.153,0,0,10,19,18,0,0,0,0,0,31,31,31,0,0,0]
[31,46,13,86,78,0.3024,163570.27118800001,0,0,0,163570.27118800001,2.0826413761961623E-5,31315254.155795999,10281799.110528002,38703845.246579364,80300898.512903363,2.5560569866098398E-5,0.81478675440582415,1,0,2,0,0,3,0,0,0,1,10,-5.6800000000000003E-2,1.02,-0.24460000000000001,2.94,-0.20599999999999999,4.3499999999999996,-0.153,4,5,14,23,22,21,12,3,31,31,31,31,31,31,31,31]
[31,45,14,86,78,0.3024,146083.340012,0,0,0,146083.340012,1.8599908533027086E-5,31315254.155795999,10281799.110528002,38703845.246579364,80300898.512903363,2.5560569866098398E-5,0.72767972820890015,1,0,2,0,0,3,0,0,0,1,10,-5.6800000000000003E-2,1.02,-0.24460000000000001,2.94,-0.20599999999999999,4.3499999999999996,-0.153,5,6,15,24,23,22,13,4,31,31,31,31,31,31,31,31]
[31,44,15,86,78,0.3024,198541.02456799999,0,0,0,198541.02456799999,2.5279028373221307E-5,31315254.155795999,10281799.110528002,38703845.246579364,80300898.512903363,2.5560569866098398E-5,0.98898532018840057,1,0,2,0,0,3,0,0,0,1,10,-5.6800000000000003E-2,1.02,-0.24460000000000001,2.94,-0.20599999999999999,4.3499999999999996,-0.153,6,7,16,25,24,23,14,5,31,31,31,31,31,31,31,31]
[31,43,16,87,79,0.4859,138051.829012,0,0,0,138051.829012,1.7577304792109542E-5,15139634.516872,17991461.866173841,43391667.198175363,76522763.581221208,2.4357952166007648E-5,0.72162489984027756,1,0,2,0,0,3,0,0,0,1,10,-5.6800000000000003E-2,1.02,-0.24460000000000001,2.94,-0.20599999999999999,4.3499999999999996,-0.153,7,8,17,13,25,24,15,6,31,31,31,23,31,31,31,31]
[31,42,17,87,79,0.4859,66327.844972000006,0,0,0,66327.844972000006,8.4451235135413742E-6,15139634.516872,17991461.866173841,43391667.198175363,76522763.581221208,2.4357952166007648E-5,0.34670909344040968,1,0,2,0,0,3,0,0,0,1,10,-5.6800000000000003E-2,1.02,-0.24460000000000001,2.94,-0.20599999999999999,4.3499999999999996,-0.153,8,7,8,9,13,25,16,7,31,23,23,23,23,31,31,31]
[31,265,18,93,85,0.2054,170309.48616,0,0,0,170309.48616,2.1684477262243792E-5,70793966.155919999,1504291.2875694002,36965642.431272365,109263899.87476176,3.4779779533132516E-5,0.62347943412310447,1,0,2,0,0,3,0,0,0,1,10,-5.6800000000000003E-2,1.02,-0.24460000000000001,2.94,-0.20599999999999999,4.3499999999999996,-0.153,9,10,19,27,26,1,0,0,31,31,31,31,31,4,0,0]
[31,40,19,94,86,7.1999999999999995E-2,1254256.7192560001,0,0,0,1254256.7192560001,1.5969692542065284E-4,31943411.585156001,2088525.1139913602,41297985.647962369,75329922.347109735,2.3978259008542292E-5,6.6600717493192718,0,1,0,0,1,3,3,0,0,3,10,-0.10340000000000001,1.0349999999999999,-0.42880000000000001,1.38,-5.6000000000000001E-2,4.3499999999999996,-0.153,10,11,20,28,27,26,18,9,31,31,31,31,31,31,31,31]
[31,39,20,94,86,7.1999999999999995E-2,1356360.5413560001,0,0,0,1356360.5413560001,1.7269718781728525E-4,31943411.585156001,2088525.1139913602,41297985.647962369,75329922.347109735,2.3978259008542292E-5,7.2022404860904041,0,1,0,0,1,3,3,0,0,3,10,-0.10340000000000001,1.0349999999999999,-0.42880000000000001,1.38,-5.6000000000000001E-2,4.3499999999999996,-0.153,11,12,21,29,28,27,19,10,31,31,31,31,31,31,31,31]
[31,38,21,94,86,7.1999999999999995E-2,1219241.4039440001,0,0,0,1219241.4039440001,1.5523863700799193E-4,31943411.585156001,2088525.1139913602,41297985.647962369,75329922.347109735,2.3978259008542292E-5,6.474141302447685,0,1,0,0,1,3,3,0,0,3,10,-0.10340000000000001,1.0349999999999999,-0.42880000000000001,1.38,-5.6000000000000001E-2,4.3499999999999996,-0.153,12,13,22,30,29,28,20,11,31,31,31,31,31,31,31,31]
[31,37,22,94,86,7.1999999999999995E-2,181147.36255200001,0,0,0,181147.36255200001,2.3064398542568398E-5,31943411.585156001,2088525.1139913602,41297985.647962369,75329922.347109735,2.3978259008542292E-5,0.96188795584999187,1,0,2,0,0,3,0,0,0,1,10,-5.6800000000000003E-2,1.02,-0.24460000000000001,2.94,-0.20599999999999999,4.3499999999999996,-0.153,13,14,23,31,30,29,21,12,31,31,31,31,31,31,31,31]
[31,36,23,94,86,7.1999999999999995E-2,233983.305368,0,0,0,233983.305368,2.9791679720238089E-5,31943411.585156001,2088525.1139913602,41297985.647962369,75329922.347109735,2.3978259008542292E-5,1.2424454882076617,1,0,2,0,0,3,0,0,0,1,10,-5.6800000000000003E-2,1.02,-0.24460000000000001,2.94,-0.20599999999999999,4.3499999999999996,-0.153,14,15,24,32,31,30,22,13,31,31,31,31,31,31,31,31]
[31,35,24,94,86,7.1999999999999995E-2,251924.14645600002,0,0,0,251924.14645600002,3.2075978554143193E-5,31943411.585156001,2088525.1139913602,41297985.647962369,75329922.347109735,2.3978259008542292E-5,1.3377109048124001,1,0,2,0,0,3,0,0,0,1,10,-5.6800000000000003E-2,1.02,-0.24460000000000001,2.94,-0.20599999999999999,4.3499999999999996,-0.153,15,16,25,33,32,31,23,14,31,31,31,31,31,31,31,31]
[31,34,25,95,87,0.43919999999999998,224519.59460000001,0,0,0,224519.59460000001,2.8586722641262734E-5,15929401.492412001,11605350.294703441,44811897.916257367,72346649.703372806,2.3028653832859172E-5,1.2413544816272697,1,0,2,0,0,3,0,0,0,1,10,-5.6800000000000003E-2,1.02,-0.24460000000000001,2.94,-0.20599999999999999,4.3499999999999996,-0.153,16,17,13,14,33,32,24,15,31,31,23,23,31,31,31,31]
[31,263,26,93,85,0.2054,174005.017544,0,0,0,174005.017544,2.2155006931935657E-5,70793966.155919999,1504291.2875694002,36965642.431272365,109263899.87476176,3.4779779533132516E-5,0.63700826254030651,1,0,2,0,0,3,0,0,0,1,10,-5.6800000000000003E-2,1.02,-0.24460000000000001,2.94,-0.20599999999999999,4.3499999999999996,-0.153,18,19,27,34,3,2,1,0,31,31,31,31,4,4,4,0]
[31,31,27,94,86,7.1999999999999995E-2,1240457.0288720001,0,0,0,1240457.0288720001,1.579398942704518E-4,31943411.585156001,2088525.1139913602,41297985.647962369,75329922.347109735,2.3978259008542292E-5,6.5867957391812926,0,1,0,0,1,3,3,0,0,3,10,-0.10340000000000001,1.0349999999999999,-0.42880000000000001,1.38,-5.6000000000000001E-2,4.3499999999999996,-0.153,19,20,28,35,34,3,26,18,31,31,31,31,31,4,31,31]
[31,30,28,94,86,7.1999999999999995E-2,1273562.3990520001,0,0,0,1273562.3990520001,1.6215500091607904E-4,31943411.585156001,2088525.1139913602,41297985.647962369,75329922.347109735,2.3978259008542292E-5,6.7625844252625296,0,1,0,0,1,3,3,0,0,3,10,-0.10340000000000001,1.0349999999999999,-0.42880000000000001,1.38,-5.6000000000000001E-2,4.3499999999999996,-0.153,20,21,29,36,35,34,27,19,31,31,31,31,31,31,31,31]
[31,29,29,94,86,7.1999999999999995E-2,351519.02815199998,0,0,0,351519.02815199998,4.4756792736999935E-5,31943411.585156001,2088525.1139913602,41297985.647962369,75329922.347109735,2.3978259008542292E-5,1.8665572309088521,1,0,2,0,0,3,0,0,0,1,10,-5.6800000000000003E-2,1.02,-0.24460000000000001,2.94,-0.20599999999999999,4.3499999999999996,-0.153,21,22,30,37,36,35,28,20,31,31,31,31,31,31,31,31]
[31,28,30,94,86,7.1999999999999995E-2,140272.671344,0,0,0,140272.671344,1.7860071220081968E-5,31943411.585156001,2088525.1139913602,41297985.647962369,75329922.347109735,2.3978259008542292E-5,0.74484436979846158,1,0,2,0,0,3,0,0,0,1,10,-5.6800000000000003E-2,1.02,-0.24460000000000001,2.94,-0.20599999999999999,4.3499999999999996,-0.153,22,23,31,38,37,36,29,21,31,31,31,31,31,31,31,31]
[31,27,31,94,86,7.1999999999999995E-2,183882.22158800001,0,0,0,183882.22158800001,2.3412611609959545E-5,31943411.585156001,2088525.1139913602,41297985.647962369,75329922.347109735,2.3978259008542292E-5,0.97640998879938556,1,0,2,0,0,3,0,0,0,1,10,-5.6800000000000003E-2,1.02,-0.24460000000000001,2.94,-0.20599999999999999,4.3499999999999996,-0.153,23,24,32,39,38,37,30,22,31,31,31,31,31,31,31,31]
[31,26,32,94,86,7.1999999999999995E-2,197911.97589999999,0,0,0,197911.97589999999,2.519893540925525E-5,31943411.585156001,2088525.1139913602,41297985.647962369,75329922.347109735,2.3978259008542292E-5,1.0509076326299625,1,0,2,0,0,3,0,0,0,1,10,-5.6800000000000003E-2,1.02,-0.24460000000000001,2.94,-0.20599999999999999,4.3499999999999996,-0.153,24,25,33,22,39,38,31,23,31,31,31,23,31,31,31,31]
[31,25,33,95,87,0.43919999999999998,170776.868284,0,0,0,170776.868284,2.1743986202521701E-5,15929401.492412001,11605350.294703441,44811897.916257367,72346649.703372806,2.3028653832859172E-5,0.94421438440728989,1,0,2,0,0,3,0,0,0,1,10,-5.6800000000000003E-2,1.02,-0.24460000000000001,2.94,-0.20599999999999999,4.3499999999999996,-0.153,25,13,14,15,22,39,32,24,31,23,23,23,23,31,31,31]
[31,22,34,94,86,7.1999999999999995E-2,260771.24444400001,0,0,0,260771.24444400001,3.3202426055590044E-5,31943411.585156001,2088525.1139913602,41297985.647962369,75329922.347109735,2.3978259008542292E-5,1.3846887734327011,1,0,2,0,0,3,0,0,0,1,10,-5.6800000000000003E-2,1.02,-0.24460000000000001,2.94,-0.20599999999999999,4.3499999999999996,-0.153,27,28,35,40,6,5,3,26,31,31,31,31,4,4,4,31]
[31,21,35,94,86,7.1999999999999995E-2,244060.519944,0,0,0,244060.519944,3.1074750530132564E-5,31943411.585156001,2088525.1139913602,41297985.647962369,75329922.347109735,2.3978259008542292E-5,1.2959552450852305,1,0,2,0,0,3,0,0,0,1,10,-5.6800000000000003E-2,1.02,-0.24460000000000001,2.94,-0.20599999999999999,4.3499999999999996,-0.153,28,29,36,41,40,6,34,27,31,31,31,31,31,4,31,31]
[31,20,36,94,86,7.1999999999999995E-2,269150.96030799998,0,0,0,269150.96030799998,3.4269364616758979E-5,31943411.585156001,2088525.1139913602,41297985.647962369,75329922.347109735,2.3978259008542292E-5,1.4291848546865085,1,0,2,0,0,3,0,0,0,1,10,-5.6800000000000003E-2,1.02,-0.24460000000000001,2.94,-0.20599999999999999,4.3499999999999996,-0.153,29,30,37,42,41,40,35,28,31,31,31,31,31,31,31,31]
[31,19,37,94,86,7.1999999999999995E-2,126966.271184,0,0,0,126966.271184,1.6165847731903737E-5,31943411.585156001,2088525.1139913602,41297985.647962369,75329922.347109735,2.3978259008542292E-5,0.67418771838875491,1,0,2,0,0,3,0,0,0,1,10,-5.6800000000000003E-2,1.02,-0.24460000000000001,2.94,-0.20599999999999999,4.3499999999999996,-0.153,30,31,38,40,42,41,36,29,31,31,31,23,31,31,31,31]
[31,18,38,94,86,7.1999999999999995E-2,152057.74787200001,0,0,0,152057.74787200001,1.9360593767399944E-5,31943411.585156001,2088525.1139913602,41297985.647962369,75329922.347109735,2.3978259008542292E-5,0.80742283084450384,1,0,2,0,0,3,0,0,0,1,10,-5.6800000000000003E-2,1.02,-0.24460000000000001,2.94,-0.20599999999999999,4.3499999999999996,-0.153,31,32,39,32,40,42,37,30,31,31,31,23,23,31,31,31]
[31,17,39,94,86,7.1999999999999995E-2,167856.50725200001,0,0,0,167856.50725200001,2.1372154287437103E-5,31943411.585156001,2088525.1139913602,41297985.647962369,75329922.347109735,2.3978259008542292E-5,0.89131384725735263,1,0,2,0,0,3,0,0,0,1,10,-5.6800000000000003E-2,1.02,-0.24460000000000001,2.94,-0.20599999999999999,4.3499999999999996,-0.153,32,33,22,23,32,40,38,31,31,31,23,23,23,23,31,31]
[31,12,40,94,86,7.1999999999999995E-2,210075.310688,0,0,0,210075.310688,2.67476192940487E-5,31943411.585156001,2088525.1139913602,41297985.647962369,75329922.347109735,2.3978259008542292E-5,1.1154946355579787,1,0,2,0,0,3,0,0,0,1,10,-5.6800000000000003E-2,1.02,-0.24460000000000001,2.94,-0.20599999999999999,4.3499999999999996,-0.153,35,36,41,44,43,9,6,34,31,31,31,31,31,4,4,31]
[31,11,41,94,86,7.1999999999999995E-2,224404.56263600002,0,0,0,224404.56263600002,2.8572076316715399E-5,31943411.585156001,2088525.1139913602,41297985.647962369,75329922.347109735,2.3978259008542292E-5,1.1915826043307212,1,0,2,0,0,3,0,0,0,1,10,-5.6800000000000003E-2,1.02,-0.24460000000000001,2.94,-0.20599999999999999,4.3499999999999996,-0.153,36,37,42,45,44,43,40,35,31,31,31,31,31,31,31,31]
[31,10,42,94,86,7.1999999999999995E-2,144817.988408,0,0,0,144817.988408,1.8438798963006399E-5,31943411.585156001,2088525.1139913602,41297985.647962369,{"$f":"SUM(M2118:O2118)","v":75329922.347109735},{"$f":"P2118/(PI()*1000000^2)","v":2.3978259008542292E-5},0.76897988950897345,1,0,2,0,0,3,0,0,0,1,10,-5.6800000000000003E-2,1.02,-0.24460000000000001,2.94,-0.20599999999999999,4.3499999999999996,-0.153,37,38,40,41,45,44,41,36,31,31,23,23,31,31,31,31]
[31,136,43,102,94,0.17949999999999999,106979.72652,0,0,0,106979.72652,1.3621081829021702E-5,32067320.700540002,54135.662763600005,41899022.222314365,74020478.585617959,2.356145011385777E-5,0.57810880753092542,{"$f":"IF(R2119<=2,1,0)","v":1},{"$f":"IF(R2119>2,1,0)","v":0},{"$f":"IF(R2119<=6,2,0)","v":2},{"$f":"T2119*U2119","v":0},{"$f":"IF(R2119>6,1,0)","v":0},{"$f":"IF(R2119<=10,3,0)","v":3},{"$f":"W2119*X2119","v":0},{"$f":"IF(R2119>10,4,0)","v":0},{"$f":"IF(Z2119=4,AB2119,0)","v":0},1,10,-5.6800000000000003E-2,1.02,-0.24460000000000001,2.94,-0.20599999999999999,4.3499999999999996,-0.153,40,41,44,46,13,12,9,6,31,31,31,31,4,4,4,4]
[31,135,44,102,94,0.17949999999999999,132568.63872799999,0,0,0,132568.63872799999,1.6879163322019898E-5,32067320.700540002,54135.662763600005,41899022.222314365,74020478.585617959,2.356145011385777E-5,0.7163889845681588,1,0,2,0,0,3,0,0,0,1,10,-5.6800000000000003E-2,1.02,-0.24460000000000001,2.94,-0.20599999999999999,4.3499999999999996,-0.153,41,42,45,49,46,13,43,40,31,31,31,23,31,4,31,31]
[31,134,45,102,94,0.17949999999999999,97388.547900000005,0,0,0,97388.547900000005,1.2399895039061461E-5,32067320.700540002,54135.662763600005,41899022.222314365,74020478.585617959,2.356145011385777E-5,0.52627894204900438,1,0,2,0,0,3,0,0,0,1,10,-5.6800000000000003E-2,1.02,-0.24460000000000001,2.94,-0.20599999999999999,4.3499999999999996,-0.153,42,40,41,42,49,46,44,41,31,23,23,23,23,31,31,31]
[31,127,46,102,94,0.17949999999999999,44263.470688000001,0,0,0,44263.470688000001,5.6358001267187347E-6,32067320.700540002,54135.662763600005,41899022.222314365,74020478.585617959,2.356145011385777E-5,0.2391958092343397,1,0,2,0,0,3,0,0,0,1,10,-5.6800000000000003E-2,1.02,-0.24460000000000001,2.94,-0.20599999999999999,4.3499999999999996,-0.153,44,45,49,50,18,17,13,43,31,31,23,23,4,4,4,31]
[32,"ZACATECAS",null,null,0,null,null,null,null,null,null,null,null,null,null,null,null,null,null,null,null,null,null,null,null,null,null,0]
[32,1306,1,63,58,0.51319999999999999,13547.863652,0,0,0,{"$f":"SUM(G2124:J2124)","v":13547.863652},{"$f":"K2124/(PI()*50000^2)","v":1.7249675748406541E-6},96317281.127368003,16261494.510119762,0,112578775.63748777,3.5834937259879242E-5,{"$f":"L2124/Q2124","v":4.8136475371255247E-2},1,0,2,0,0,3,0,0,0,1,10,-5.6800000000000003E-2,1.02,-0.24460000000000001,2.94,-0.20599999999999999,4.3499999999999996,-0.153,157,158,2,5,4,90,163,156,5,5,32,32,32,10,5,5]
[32,1305,2,63,58,0.51319999999999999,10137.321368000001,0,0,0,10137.321368000001,1.2907238443426359E-6,96317281.127368003,16261494.510119762,0,112578775.63748777,3.5834937259879242E-5,3.6018588088550359E-2,1,0,2,0,0,3,0,0,0,1,10,-5.6800000000000003E-2,1.02,-0.24460000000000001,2.94,-0.20599999999999999,4.3499999999999996,-0.153,158,159,3,6,5,4,1,157,5,5,32,32,32,32,32,5]
[32,973,3,64,59,0.81589999999999996,14765.544352000001,0,0,0,14765.544352000001,1.8800074968507335E-6,99266141.069368005,22116315.893261041,0,121382456.96262905,3.8637236060483325E-5,4.8657918850813782E-2,1,0,2,0,0,3,0,0,0,1,10,-5.6800000000000003E-2,1.02,-0.24460000000000001,2.94,-0.20599999999999999,4.3499999999999996,-0.153,159,160,164,7,6,5,2,158,5,5,5,32,32,32,32,5]
[32,1297,4,63,58,0.51319999999999999,16317.957704,0,0,0,16317.957704,2.0776669038048604E-6,96317281.127368003,16261494.510119762,0,112578775.63748777,3.5834937259879242E-5,5.7978806792303612E-2,1,0,2,0,0,3,0,0,0,1,10,-5.6800000000000003E-2,1.02,-0.24460000000000001,2.94,-0.20599999999999999,4.3499999999999996,-0.153,1,2,5,12,11,10,90,163,32,32,32,32,32,32,10,5]
[32,1296,5,63,58,0.51319999999999999,13072.190936000001,0,0,0,13072.190936000001,1.6644030436043762E-6,96317281.127368003,16261494.510119762,0,112578775.63748777,3.5834937259879242E-5,4.644637805652977E-2,1,0,2,0,0,3,0,0,0,1,10,-5.6800000000000003E-2,1.02,-0.24460000000000001,2.94,-0.20599999999999999,4.3499999999999996,-0.153,2,3,6,13,12,11,4,1,32,32,32,32,32,32,32,32]
[32,964,6,64,59,0.81589999999999996,24108.005212,0,0,0,24108.005212,3.0695265580599809E-6,99266141.069368005,22116315.893261041,0,121382456.96262905,3.8637236060483325E-5,7.9444775844082036E-2,1,0,2,0,0,3,0,0,0,1,10,-5.6800000000000003E-2,1.02,-0.24460000000000001,2.94,-0.20599999999999999,4.3499999999999996,-0.153,3,164,7,14,13,12,5,2,32,5,32,32,32,32,32,32]
[32,963,7,64,59,0.81589999999999996,24986.807964,0,0,0,24986.807964,3.18141919964683E-6,99266141.069368005,22116315.893261041,0,121382456.96262905,3.8637236060483325E-5,8.2340755292810985E-2,1,0,2,0,0,3,0,0,0,1,10,-5.6800000000000003E-2,1.02,-0.24460000000000001,2.94,-0.20599999999999999,4.3499999999999996,-0.153,164,165,8,15,14,13,6,3,5,5,32,32,32,32,32,32]
[32,962,8,64,59,0.81589999999999996,27364.13522,0,0,0,27364.13522,3.4841099069584232E-6,99266141.069368005,22116315.893261041,0,121382456.96262905,3.8637236060483325E-5,9.0174926112839546E-2,1,0,2,0,0,3,0,0,0,1,10,-5.6800000000000003E-2,1.02,-0.24460000000000001,2.94,-0.20599999999999999,4.3499999999999996,-0.153,165,166,167,1,15,14,7,164,5,5,5,24,32,32,32,5]
[32,1290,9,63,58,0.51319999999999999,75828.863404000003,0,0,0,75828.863404000003,9.6548307518293813E-6,96317281.127368003,16261494.510119762,0,112578775.63748777,3.5834937259879242E-5,0.2694250775942873,1,0,2,0,0,3,0,0,0,1,10,-5.6800000000000003E-2,1.02,-0.24460000000000001,2.94,-0.20599999999999999,4.3499999999999996,-0.153,89,90,10,18,17,16,101,88,10,10,32,32,32,32,10,10]
[32,1289,10,63,58,0.51319999999999999,31567.465364,0,0,0,31567.465364,4.0192945228502382E-6,96317281.127368003,16261494.510119762,0,112578775.63748777,3.5834937259879242E-5,0.11216133835262036,1,0,2,0,0,3,0,0,0,1,10,-5.6800000000000003E-2,1.02,-0.24460000000000001,2.94,-0.20599999999999999,4.3499999999999996,-0.153,90,4,11,19,18,17,9,89,10,32,32,32,32,32,32,10]
[32,1288,11,63,58,0.51319999999999999,14184.166588,0,0,0,14184.166588,1.8059841808952826E-6,96317281.127368003,16261494.510119762,0,112578775.63748777,3.5834937259879242E-5,5.0397302716007841E-2,1,0,2,0,0,3,0,0,0,1,10,-5.6800000000000003E-2,1.02,-0.24460000000000001,2.94,-0.20599999999999999,4.3499999999999996,-0.153,4,5,12,20,19,18,10,90,32,32,32,32,32,32,32,10]
[32,1287,12,63,58,0.51319999999999999,9176.6490200000007,0,0,0,9176.6490200000007,1.1684072420419179E-6,96317281.127368003,16261494.510119762,0,112578775.63748777,3.5834937259879242E-5,3.2605254296065575E-2,1,0,2,0,0,3,0,0,0,1,10,-5.6800000000000003E-2,1.02,-0.24460000000000001,2.94,-0.20599999999999999,4.3499999999999996,-0.153,5,6,13,21,20,19,11,4,32,32,32,32,32,32,32,32]
[32,955,13,64,59,0.81589999999999996,19692.228648,0,0,0,19692.228648,2.507292423860025E-6,99266141.069368005,22116315.893261041,0,121382456.96262905,3.8637236060483325E-5,6.4893162128239992E-2,1,0,2,0,0,3,0,0,0,1,10,-5.6800000000000003E-2,1.02,-0.24460000000000001,2.94,-0.20599999999999999,4.3499999999999996,-0.153,6,7,14,22,21,20,12,5,32,32,32,32,32,32,32,32]
[32,954,14,64,59,0.81589999999999996,23961.883528000002,0,0,0,23961.883528000002,3.050921767418772E-6,99266141.069368005,22116315.893261041,0,121382456.96262905,3.8637236060483325E-5,7.8963250959328768E-2,1,0,2,0,0,3,0,0,0,1,10,-5.6800000000000003E-2,1.02,-0.24460000000000001,2.94,-0.20599999999999999,4.3499999999999996,-0.153,7,8,15,2,22,21,13,6,32,32,32,24,32,32,32,32]
[32,953,15,64,59,0.81589999999999996,26971.368424,0,0,0,26971.368424,3.4341012853058104E-6,99266141.069368005,22116315.893261041,0,121382456.96262905,3.8637236060483325E-5,8.8880614543183564E-2,1,0,2,0,0,3,0,0,0,1,10,-5.6800000000000003E-2,1.02,-0.24460000000000001,2.94,-0.20599999999999999,4.3499999999999996,-0.153,8,167,1,3,2,22,14,7,32,5,24,24,24,32,32,32]
[32,1282,16,63,58,0.51319999999999999,108885.526356,0,0,0,108885.526356,1.38637358005762E-5,96317281.127368003,16261494.510119762,0,112578775.63748777,3.5834937259879242E-5,0.38687763564464295,1,0,2,0,0,3,0,0,0,1,10,-5.6800000000000003E-2,1.02,-0.24460000000000001,2.94,-0.20599999999999999,4.3499999999999996,-0.153,101,9,17,25,24,23,108,100,10,32,32,32,32,32,10,10]
[32,1281,17,63,58,0.51319999999999999,148770.52814400001,0,0,0,148770.52814400001,1.8942051952407629E-5,96317281.127368003,16261494.510119762,0,112578775.63748777,3.5834937259879242E-5,0.52859174316499025,1,0,2,0,0,3,0,0,0,1,10,-5.6800000000000003E-2,1.02,-0.24460000000000001,2.94,-0.20599999999999999,4.3499999999999996,-0.153,9,10,18,26,25,24,16,101,32,32,32,32,32,32,32,10]
[32,1280,18,63,58,0.51319999999999999,85491.548380000007,0,0,0,85491.548380000007,1.0885122013805535E-5,96317281.127368003,16261494.510119762,0,112578775.63748777,3.5834937259879242E-5,0.30375725049733815,1,0,2,0,0,3,0,0,0,1,10,-5.6800000000000003E-2,1.02,-0.24460000000000001,2.94,-0.20599999999999999,4.3499999999999996,-0.153,10,11,19,27,26,25,17,9,32,32,32,32,32,32,32,32]
[32,1279,19,63,58,0.51319999999999999,13226.603212,0,0,0,13226.603212,1.6840634252039521E-6,96317281.127368003,16261494.510119762,0,112578775.63748777,3.5834937259879242E-5,4.6995015311200997E-2,1,0,2,0,0,3,0,0,0,1,10,-5.6800000000000003E-2,1.02,-0.24460000000000001,2.94,-0.20599999999999999,4.3499999999999996,-0.153,11,12,20,28,27,26,18,10,32,32,32,32,32,32,32,32]
[32,1278,20,63,58,0.51319999999999999,7851.1906239999998,0,0,0,7851.1906239999998,9.9964463757307386E-7,96317281.127368003,16261494.510119762,0,112578775.63748777,3.5834937259879242E-5,2.7895811016035318E-2,1,0,2,0,0,3,0,0,0,1,10,-5.6800000000000003E-2,1.02,-0.24460000000000001,2.94,-0.20599999999999999,4.3499999999999996,-0.153,12,13,21,29,28,27,19,11,32,32,32,32,32,32,32,32]
[32,946,21,64,59,0.81589999999999996,7958.9683199999999,0,0,0,7958.9683199999999,1.0133673200318384E-6,99266141.069368005,22116315.893261041,0,121382456.96262905,3.8637236060483325E-5,2.6227738403582949E-2,1,0,2,0,0,3,0,0,0,1,10,-5.6800000000000003E-2,1.02,-0.24460000000000001,2.94,-0.20599999999999999,4.3499999999999996,-0.153,13,14,22,30,29,28,20,12,32,32,32,32,32,32,32,32]
[32,945,22,64,59,0.81589999999999996,8919.640668,0,0,0,8919.640668,1.1356839223325563E-6,99266141.069368005,22116315.893261041,0,121382456.96262905,3.8637236060483325E-5,2.9393508390577916E-2,1,0,2,0,0,3,0,0,0,1,10,-5.6800000000000003E-2,1.02,-0.24460000000000001,2.94,-0.20599999999999999,4.3499999999999996,-0.153,14,15,2,4,30,29,21,13,32,32,24,24,32,32,32,32]
[32,1634,23,71,66,0.36820000000000003,160384.61121200002,0,0,0,160384.61121200002,2.0420802936209299E-5,98311409.966859996,12977658.245031482,0,111289068.21189147,3.5424410636027296E-5,0.57646133187720439,1,0,2,0,0,3,0,0,0,1,10,-5.6800000000000003E-2,1.02,-0.24460000000000001,2.94,-0.20599999999999999,4.3499999999999996,-0.153,108,16,24,32,31,121,114,107,10,32,32,32,32,10,10,10]
[32,1633,24,71,66,0.36820000000000003,191709.57676,0,0,0,191709.57676,2.4409221423527313E-5,98311409.966859996,12977658.245031482,0,111289068.21189147,3.5424410636027296E-5,0.68905088285936567,1,0,2,0,0,3,0,0,0,1,10,-5.6800000000000003E-2,1.02,-0.24460000000000001,2.94,-0.20599999999999999,4.3499999999999996,-0.153,16,17,25,33,32,31,23,108,32,32,32,32,32,32,32,10]
[32,1632,25,71,66,0.36820000000000003,135381.222064,0,0,0,135381.222064,1.7237272554645734E-5,98311409.966859996,12977658.245031482,0,111289068.21189147,3.5424410636027296E-5,0.48659306521009843,1,0,2,0,0,3,0,0,0,1,10,-5.6800000000000003E-2,1.02,-0.24460000000000001,2.94,-0.20599999999999999,4.3499999999999996,-0.153,17,18,26,34,33,32,24,16,32,32,32,32,32,32,32,32]
[32,1631,26,71,66,0.36820000000000003,111755.107512,0,0,0,111755.107512,1.4229102221040806E-5,98311409.966859996,12977658.245031482,0,111289068.21189147,3.5424410636027296E-5,0.40167505868310877,1,0,2,0,0,3,0,0,0,1,10,-5.6800000000000003E-2,1.02,-0.24460000000000001,2.94,-0.20599999999999999,4.3499999999999996,-0.153,18,19,27,35,34,33,25,17,32,32,32,32,32,32,32,32]
[32,1630,27,71,66,0.36820000000000003,23414.704455999999,0,0,0,23414.704455999999,2.9812527641665825E-6,98311409.966859996,12977658.245031482,0,111289068.21189147,3.5424410636027296E-5,8.4158147182682899E-2,1,0,2,0,0,3,0,0,0,1,10,-5.6800000000000003E-2,1.02,-0.24460000000000001,2.94,-0.20599999999999999,4.3499999999999996,-0.153,19,20,28,36,35,34,26,18,32,32,32,32,32,32,32,32]
[32,1629,28,71,66,0.36820000000000003,12953.013676,0,0,0,12953.013676,1.6492289235778578E-6,98311409.966859996,12977658.245031482,0,111289068.21189147,3.5424410636027296E-5,4.6556284041619614E-2,1,0,2,0,0,3,0,0,0,1,10,-5.6800000000000003E-2,1.02,-0.24460000000000001,2.94,-0.20599999999999999,4.3499999999999996,-0.153,20,21,29,37,36,35,27,19,32,32,32,32,32,32,32,32]
[32,615,29,72,67,0.73640000000000005,10419.201496,0,0,0,10419.201496,1.3266139369270967E-6,100761247.776816,15141138.155835122,0,115902385.93265112,3.6892875274651963E-5,3.5958540153105796E-2,1,0,2,0,0,3,0,0,0,1,10,-5.6800000000000003E-2,1.02,-0.24460000000000001,2.94,-0.20599999999999999,4.3499999999999996,-0.153,21,22,30,6,37,36,28,20,32,32,32,24,32,32,32,32]
[32,614,30,72,67,0.73640000000000005,10494.853148,0,0,0,10494.853148,1.336246204422191E-6,100761247.776816,15141138.155835122,0,115902385.93265112,3.6892875274651963E-5,3.6219627623881284E-2,1,0,2,0,0,3,0,0,0,1,10,-5.6800000000000003E-2,1.02,-0.24460000000000001,2.94,-0.20599999999999999,4.3499999999999996,-0.153,22,2,4,7,6,37,29,21,32,24,24,24,24,32,32,32]
[32,1625,31,71,66,0.36820000000000003,135126.28636,0,0,0,135126.28636,1.7204813132675962E-5,98311409.966859996,12977658.245031482,0,111289068.21189147,3.5424410636027296E-5,0.48567676423608136,1,0,2,0,0,3,0,0,0,1,10,-5.6800000000000003E-2,1.02,-0.24460000000000001,2.94,-0.20599999999999999,4.3499999999999996,-0.153,23,24,32,39,38,126,121,114,32,32,32,32,32,10,10,10]
[32,1624,32,71,66,0.36820000000000003,131748.90644399999,0,0,0,131748.90644399999,1.6774791766011409E-5,98311409.966859996,12977658.245031482,0,111289068.21189147,3.5424410636027296E-5,0.47353763873070986,1,0,2,0,0,3,0,0,0,1,10,-5.6800000000000003E-2,1.02,-0.24460000000000001,2.94,-0.20599999999999999,4.3499999999999996,-0.153,24,25,33,40,39,38,31,23,32,32,32,32,32,32,32,32]
[32,1623,33,71,66,0.36820000000000003,196352.30828,0,0,0,196352.30828,2.5000352360212552E-5,98311409.966859996,12977658.245031482,0,111289068.21189147,3.5424410636027296E-5,{"$f":"L2156/Q2156","v":0.70573799002845572},1,0,2,0,0,3,0,0,0,1,10,-5.6800000000000003E-2,1.02,-0.24460000000000001,2.94,-0.20599999999999999,4.3499999999999996,-0.153,25,26,34,41,40,39,32,24,32,32,32,32,32,32,32,32]
[32,1622,34,71,66,0.36820000000000003,286452.38948800002,0,0,0,286452.38948800002,3.6472250998000066E-5,98311409.966859996,12977658.245031482,0,111289068.21189147,3.5424410636027296E-5,1.0295796131300232,1,0,2,0,0,3,0,0,0,1,10,-5.6800000000000003E-2,1.02,-0.24460000000000001,2.94,-0.20599999999999999,4.3499999999999996,-0.153,26,27,35,42,41,40,33,25,32,32,32,32,32,32,32,32]
[32,1621,35,71,66,0.36820000000000003,48121.704940000003,0,0,0,48121.704940000003,6.127045768968544E-6,98311409.966859996,12977658.245031482,0,111289068.21189147,3.5424410636027296E-5,0.17296112084747636,1,0,2,0,0,3,0,0,0,1,10,-5.6800000000000003E-2,1.02,-0.24460000000000001,2.94,-0.20599999999999999,4.3499999999999996,-0.153,27,28,36,10,42,41,34,26,32,32,32,24,32,32,32,32]
[32,1620,36,71,66,0.36820000000000003,26979.659016000001,0,0,0,26979.659016000001,3.4351568762641773E-6,98311409.966859996,12977658.245031482,0,111289068.21189147,3.5424410636027296E-5,9.6971461616091298E-2,1,0,2,0,0,3,0,0,0,1,10,-5.6800000000000003E-2,1.02,-0.24460000000000001,2.94,-0.20599999999999999,4.3499999999999996,-0.153,28,29,37,11,10,42,35,27,32,32,32,24,24,32,32,32]
[32,606,37,72,67,0.73640000000000005,16728.342008,0,0,0,16728.342008,2.1299186562440019E-6,100761247.776816,15141138.155835122,0,115902385.93265112,3.6892875274651963E-5,5.773251990764211E-2,1,0,2,0,0,3,0,0,0,1,10,-5.6800000000000003E-2,1.02,-0.24460000000000001,2.94,-0.20599999999999999,4.3499999999999996,-0.153,29,30,6,12,11,10,36,28,32,32,24,24,24,24,32,32]
[32,1616,38,71,66,0.36820000000000003,89046.1397,0,0,0,89046.1397,1.1337706637205171E-5,98311409.966859996,12977658.245031482,0,111289068.21189147,3.5424410636027296E-5,0.32005350078215583,1,0,2,0,0,3,0,0,0,1,10,-5.6800000000000003E-2,1.02,-0.24460000000000001,2.94,-0.20599999999999999,4.3499999999999996,-0.153,31,32,39,45,44,43,126,121,32,32,32,32,32,32,10,10]
[32,1615,39,71,66,0.36820000000000003,109296.94698400001,0,0,0,109296.94698400001,1.391611950188514E-5,98311409.966859996,12977658.245031482,0,111289068.21189147,3.5424410636027296E-5,0.3928398314051888,1,0,2,0,0,3,0,0,0,1,10,-5.6800000000000003E-2,1.02,-0.24460000000000001,2.94,-0.20599999999999999,4.3499999999999996,-0.153,32,33,40,46,45,44,38,31,32,32,32,32,32,32,32,32]
[32,1614,40,71,66,0.36820000000000003,247444.11780400001,0,0,0,247444.11780400001,3.1505563590015894E-5,98311409.966859996,12977658.245031482,0,111289068.21189147,3.5424410636027296E-5,0.88937438970330085,1,0,2,0,0,3,0,0,0,1,10,-5.6800000000000003E-2,1.02,-0.24460000000000001,2.94,-0.20599999999999999,4.3499999999999996,-0.153,33,34,41,47,46,45,39,32,32,32,32,32,32,32,32,32]
[32,1613,41,71,66,0.36820000000000003,306833.77359599998,0,0,0,306833.77359599998,3.9067289420274304E-5,98311409.966859996,12977658.245031482,0,111289068.21189147,3.5424410636027296E-5,1.1028352686421869,1,0,2,0,0,3,0,0,0,1,10,-5.6800000000000003E-2,1.02,-0.24460000000000001,2.94,-0.20599999999999999,4.3499999999999996,-0.153,34,35,42,48,47,46,40,33,32,32,32,32,32,32,32,32]
[32,1612,42,71,66,0.36820000000000003,247799.576936,0,0,0,247799.576936,3.1550822052355855E-5,98311409.966859996,12977658.245031482,0,111289068.21189147,3.5424410636027296E-5,0.89065199634593417,1,0,2,0,0,3,0,0,0,1,10,-5.6800000000000003E-2,1.02,-0.24460000000000001,2.94,-0.20599999999999999,4.3499999999999996,-0.153,35,36,10,16,48,47,41,34,32,32,24,24,32,32,32,32]
[32,1608,43,70,65,0.5655,30859.656072000002,0,0,0,30859.656072000002,3.9291734447796983E-6,95620724.241360009,6712349.0437238412,0,102333073.28508385,3.2573628910212551E-5,0.1206243693513625,1,0,2,0,0,3,0,0,0,1,10,-5.6800000000000003E-2,1.02,-0.24460000000000001,2.94,-0.20599999999999999,4.3499999999999996,-0.153,126,38,44,49,133,132,130,125,10,32,32,32,10,10,10,10]
[32,1607,44,71,66,0.36820000000000003,49141.447756000001,0,0,0,49141.447756000001,6.2568834568476228E-6,98311409.966859996,12977658.245031482,0,111289068.21189147,3.5424410636027296E-5,0.17662632474354434,1,0,2,0,0,3,0,0,0,1,10,-5.6800000000000003E-2,1.02,-0.24460000000000001,2.94,-0.20599999999999999,4.3499999999999996,-0.153,38,39,45,50,49,133,43,126,32,32,32,32,32,10,32,10]
[32,1606,45,71,66,0.36820000000000003,69757.041087999998,0,0,0,69757.041087999998,8.8817423236957159E-6,98311409.966859996,12977658.245031482,0,111289068.21189147,3.5424410636027296E-5,0.2507237852155772,1,0,2,0,0,3,0,0,0,1,10,-5.6800000000000003E-2,1.02,-0.24460000000000001,2.94,-0.20599999999999999,4.3499999999999996,-0.153,39,40,46,51,50,49,44,38,32,32,32,32,32,32,32,32]
[32,1605,46,71,66,0.36820000000000003,241761.953312,0,0,0,241761.953312,3.0782087936925453E-5,98311409.966859996,12977658.245031482,0,111289068.21189147,3.5424410636027296E-5,0.86895130742470239,1,0,2,0,0,3,0,0,0,1,10,-5.6800000000000003E-2,1.02,-0.24460000000000001,2.94,-0.20599999999999999,4.3499999999999996,-0.153,40,41,47,52,51,50,45,39,32,32,32,32,32,32,32,32]
[32,1604,47,71,66,0.36820000000000003,464125.993992,0,0,0,464125.993992,5.9094356929012896E-5,98311409.966859996,12977658.245031482,0,111289068.21189147,3.5424410636027296E-5,1.6681817952085509,1,0,2,0,0,3,0,0,0,1,10,-5.6800000000000003E-2,1.02,-0.24460000000000001,2.94,-0.20599999999999999,4.3499999999999996,-0.153,41,42,48,53,52,51,46,40,32,32,32,32,32,32,32,32]
[32,1603,48,71,66,0.36820000000000003,613187.72918000002,0,0,0,613187.72918000002,7.8073486513833149E-5,98311409.966859996,12977658.245031482,0,111289068.21189147,3.5424410636027296E-5,2.203945954556854,0,1,2,2,0,3,0,0,0,2,10,-0.10340000000000001,1.0349999999999999,-0.42880000000000001,1.52,-7.5999999999999998E-2,4.3499999999999996,-0.153,42,10,16,23,53,52,47,41,32,24,24,24,32,32,32,32]
[32,1209,49,76,70,0.34260000000000002,49196.372928000004,0,0,0,49196.372928000004,6.2638767469468011E-6,97355109.869816005,6141243.803816881,0,103496353.67363289,3.2943912558291431E-5,0.19013760845386557,1,0,2,0,0,3,0,0,0,1,10,-5.6800000000000003E-2,1.02,-0.24460000000000001,2.94,-0.20599999999999999,4.3499999999999996,-0.153,44,45,50,56,55,54,133,43,32,32,32,32,32,32,10,32]
[32,1208,50,76,70,0.34260000000000002,61212.549707999999,0,0,0,61212.549707999999,7.793823892229244E-6,97355109.869816005,6141243.803816881,0,103496353.67363289,3.2943912558291431E-5,0.2365785751294337,1,0,2,0,0,3,0,0,0,1,10,-5.6800000000000003E-2,1.02,-0.24460000000000001,2.94,-0.20599999999999999,4.3499999999999996,-0.153,45,46,51,57,56,55,49,44,32,32,32,32,32,32,32,32]
[32,1207,51,76,70,0.34260000000000002,303034.60981200001,0,0,0,303034.60981200001,3.8583564863602859E-5,97355109.869816005,6141243.803816881,0,103496353.67363289,3.2943912558291431E-5,1.1711895117294446,1,0,2,0,0,3,0,0,0,1,10,-5.6800000000000003E-2,1.02,-0.24460000000000001,2.94,-0.20599999999999999,4.3499999999999996,-0.153,46,47,52,58,57,56,50,45,32,32,32,32,32,32,32,32]
[32,1206,52,76,70,0.34260000000000002,654387.82612400001,0,0,0,654387.82612400001,8.3319245781435466E-5,97355109.869816005,6141243.803816881,0,103496353.67363289,3.2943912558291431E-5,2.5291241783746603,0,1,2,2,0,3,0,0,0,2,10,-0.10340000000000001,1.0349999999999999,-0.42880000000000001,1.52,-7.5999999999999998E-2,4.3499999999999996,-0.153,47,48,53,59,58,57,51,46,32,32,32,32,32,32,32,32]
[32,1205,53,76,70,0.34260000000000002,563925.03151600005,0,0,0,563925.03151600005,7.1801165039219418E-5,97355109.869816005,6141243.803816881,0,103496353.67363289,3.2943912558291431E-5,2.179497195792194,0,1,2,2,0,3,0,0,0,2,10,-0.10340000000000001,1.0349999999999999,-0.42880000000000001,1.52,-7.5999999999999998E-2,4.3499999999999996,-0.153,48,16,23,60,59,58,52,47,32,24,24,32,32,32,32,32]
[32,1201,54,75,69,0.4572,41245.695200000002,0,0,0,41245.695200000002,5.2515650178733294E-6,96489939.96003601,3948781.0724683204,0,100438721.03250434,3.1970637860301959E-5,0.16426212829473177,1,0,2,0,0,3,0,0,0,1,10,-5.6800000000000003E-2,1.02,-0.24460000000000001,2.94,-0.20599999999999999,4.3499999999999996,-0.153,133,49,55,2,1,7,135,132,10,32,32,15,15,18,10,10]
[32,1200,55,76,70,0.34260000000000002,55272.340540000005,0,0,0,55272.340540000005,7.0374929705596487E-6,97355109.869816005,6141243.803816881,0,103496353.67363289,3.2943912558291431E-5,0.21362043619158494,1,0,2,0,0,3,0,0,0,1,10,-5.6800000000000003E-2,1.02,-0.24460000000000001,2.94,-0.20599999999999999,4.3499999999999996,-0.153,49,50,56,62,2,1,54,133,32,32,32,32,15,15,32,10]
[32,1199,56,76,70,0.34260000000000002,68761.133723999999,0,0,0,68761.133723999999,8.7549394598219404E-6,97355109.869816005,6141243.803816881,0,103496353.67363289,3.2943912558291431E-5,0.26575287450544394,1,0,2,0,0,3,0,0,0,1,10,-5.6800000000000003E-2,1.02,-0.24460000000000001,2.94,-0.20599999999999999,4.3499999999999996,-0.153,50,51,57,63,62,2,55,49,32,32,32,32,32,15,32,32]
[32,1198,57,76,70,0.34260000000000002,141353.55727600001,0,0,0,141353.55727600001,1.7997693891279E-5,97355109.869816005,6141243.803816881,0,103496353.67363289,3.2943912558291431E-5,0.54631318788967831,1,0,2,0,0,3,0,0,0,1,10,-5.6800000000000003E-2,1.02,-0.24460000000000001,2.94,-0.20599999999999999,4.3499999999999996,-0.153,51,52,58,64,63,62,56,50,32,32,32,32,32,32,32,32]
[32,1197,58,76,70,0.34260000000000002,506015.24639600003,0,0,0,506015.24639600003,6.4427862195029427E-5,97355109.869816005,6141243.803816881,0,103496353.67363289,3.2943912558291431E-5,1.9556833779542684,1,0,2,0,0,3,0,0,0,1,10,-5.6800000000000003E-2,1.02,-0.24460000000000001,2.94,-0.20599999999999999,4.3499999999999996,-0.153,52,53,59,65,64,63,57,51,32,32,32,32,32,32,32,32]
[32,1196,59,76,70,0.34260000000000002,600790.18516800005,0,0,0,600790.18516800005,7.6494982184465855E-5,97355109.869816005,6141243.803816881,0,{"$f":"SUM(M2182:O2182)","v":103496353.67363289},{"$f":"P2182/(PI()*1000000^2)","v":3.2943912558291431E-5},2.321976239134151,0,1,2,2,0,3,0,0,0,2,10,-0.10340000000000001,1.0349999999999999,-0.42880000000000001,1.52,-7.5999999999999998E-2,4.3499999999999996,-0.153,53,23,60,66,65,64,58,52,32,24,32,32,32,32,32,32]
[32,1195,60,76,70,0.34260000000000002,671481.99050399999,0,0,0,671481.99050399999,8.5495742388717389E-5,97355109.869816005,6141243.803816881,0,103496353.67363289,3.2943912558291431E-5,2.5951909093201966,{"$f":"IF(R2183<=2,1,0)","v":0},{"$f":"IF(R2183>2,1,0)","v":1},{"$f":"IF(R2183<=6,2,0)","v":2},{"$f":"T2183*U2183","v":2},{"$f":"IF(R2183>6,1,0)","v":0},{"$f":"IF(R2183<=10,3,0)","v":3},{"$f":"W2183*X2183","v":0},{"$f":"IF(R2183>10,4,0)","v":0},{"$f":"IF(Z2183=4,AB2183,0)","v":0},2,10,-0.10340000000000001,1.0349999999999999,-0.42880000000000001,1.52,-7.5999999999999998E-2,4.3499999999999996,-0.153,23,24,30,67,66,65,59,53,24,24,24,32,32,32,32,32]
[32,569,61,77,71,0.52669999999999995,174388.45742399999,0,0,0,174388.45742399999,2.2203828013760107E-5,100700660.13048001,12843259.247871362,0,113543919.37835136,3.6142152054184531E-5,0.61434714735503282,1,0,2,0,0,3,0,0,0,1,10,-5.6800000000000003E-2,1.02,-0.24460000000000001,2.94,-0.20599999999999999,4.3499999999999996,-0.153,25,26,31,37,68,67,30,24,24,24,24,24,32,32,24,24]
[32,1190,62,76,70,0.34260000000000002,89019.195275999999,0,0,0,89019.195275999999,1.133427596659048E-5,97355109.869816005,6141243.803816881,0,103496353.67363289,3.2943912558291431E-5,0.34404765816857513,1,0,2,0,0,3,0,0,0,1,10,-5.6800000000000003E-2,1.02,-0.24460000000000001,2.94,-0.20599999999999999,4.3499999999999996,-0.153,56,57,63,6,5,4,2,55,32,32,32,15,15,15,15,32]
[32,1189,63,76,70,0.34260000000000002,137475.63286800002,0,0,0,137475.63286800002,1.7503941220503072E-5,97355109.869816005,6141243.803816881,0,103496353.67363289,3.2943912558291431E-5,0.53132551240024539,1,0,2,0,0,3,0,0,0,1,10,-5.6800000000000003E-2,1.02,-0.24460000000000001,2.94,-0.20599999999999999,4.3499999999999996,-0.153,57,58,64,69,6,5,62,56,32,32,32,32,15,15,32,32]
[32,1188,64,76,70,0.34260000000000002,149028.57282,0,0,0,149028.57282,{"$f":"K2187/(PI()*50000^2)","v":1.8974907220986785E-5},97355109.869816005,6141243.803816881,0,103496353.67363289,3.2943912558291431E-5,0.57597612874343063,1,0,2,0,0,3,0,0,0,1,10,-5.6800000000000003E-2,1.02,-0.24460000000000001,2.94,-0.20599999999999999,4.3499999999999996,-0.153,58,59,65,1,69,6,63,57,32,32,32,1,32,15,32,32]
[32,1187,65,76,70,0.34260000000000002,708830.07114000001,0,0,0,{"$f":"SUM(G2188:J2188)","v":708830.07114000001},9.0251047707288668E-5,97355109.869816005,6141243.803816881,0,103496353.67363289,3.2943912558291431E-5,{"$f":"L2188/Q2188","v":2.7395364028968077},0,1,2,2,0,3,0,0,0,2,10,-0.10340000000000001,1.0349999999999999,-0.42880000000000001,1.52,-7.5999999999999998E-2,4.3499999999999996,-0.153,59,60,66,2,1,69,64,58,32,32,32,1,1,32,32,32]
[32,1186,66,76,70,0.34260000000000002,582734.31211599999,0,0,0,582734.31211599999,7.4196037026013405E-5,97355109.869816005,6141243.803816881,0,103496353.67363289,3.2943912558291431E-5,2.2521926287513625,0,1,2,2,0,3,0,0,0,2,10,-0.10340000000000001,1.0349999999999999,-0.42880000000000001,1.52,-7.5999999999999998E-2,4.3499999999999996,-0.153,60,30,67,70,2,1,65,59,32,24,32,32,1,1,32,32]
[32,561,67,77,71,0.52669999999999995,379613.77179199998,0,0,0,379613.77179199998,4.8333926597164407E-5,100700660.13048001,12843259.247871362,0,113543919.37835136,3.6142152054184531E-5,1.3373284060313257,1,0,2,0,0,3,0,0,0,1,10,-5.6800000000000003E-2,1.02,-0.24460000000000001,2.94,-0.20599999999999999,4.3499999999999996,-0.153,30,61,68,71,70,2,66,60,24,32,32,32,32,1,32,32]
[32,560,68,77,71,0.52669999999999995,227887.6476,0,0,0,227887.6476,2.9015556468099121E-5,100700660.13048001,12843259.247871362,0,113543919.37835136,3.6142152054184531E-5,0.80281761928838169,1,0,2,0,0,3,0,0,0,1,10,-5.6800000000000003E-2,1.02,-0.24460000000000001,2.94,-0.20599999999999999,4.3499999999999996,-0.153,61,31,37,45,71,70,67,30,32,24,24,24,32,32,32,24]
[32,1179,69,76,70,0.34260000000000002,158386.57854000002,0,0,0,158386.57854000002,2.0166405515242973E-5,97355109.869816005,6141243.803816881,0,103496353.67363289,3.2943912558291431E-5,0.61214360861237249,1,0,2,0,0,3,0,0,0,1,10,-5.6800000000000003E-2,1.02,-0.24460000000000001,2.94,-0.20599999999999999,4.3499999999999996,-0.153,64,65,1,4,3,72,6,63,32,32,1,1,1,32,15,32]
[32,552,70,77,71,0.52669999999999995,444642.066468,0,0,0,444642.066468,5.6613586227981829E-5,100700660.13048001,12843259.247871362,0,113543919.37835136,3.6142152054184531E-5,1.5664143668895643,1,0,2,0,0,3,0,0,0,1,10,-5.6800000000000003E-2,1.02,-0.24460000000000001,2.94,-0.20599999999999999,4.3499999999999996,-0.153,67,68,71,73,10,5,2,66,32,32,32,32,15,1,1,32]
[32,551,71,77,71,0.52669999999999995,253261.00441600001,0,0,0,253261.00441600001,3.2246192596179791E-5,100700660.13048001,12843259.247871362,0,113543919.37835136,3.6142152054184531E-5,0.89220455239732555,1,0,2,0,0,3,0,0,0,1,10,-5.6800000000000003E-2,1.02,-0.24460000000000001,2.94,-0.20599999999999999,4.3499999999999996,-0.153,68,37,45,54,73,10,70,67,32,24,24,24,32,15,32,32]
[32,1151,72,81,74,0.3448,184304.00545600001,0,0,0,184304.00545600001,2.3466314799966441E-5,98405036.658639997,4347645.3754747203,0,102752682.03411472,3.2707194523358295E-5,0.71746645170705936,1,0,2,0,0,3,0,0,0,1,10,-5.6800000000000003E-2,1.02,-0.24460000000000001,2.94,-0.20599999999999999,4.3499999999999996,-0.153,6,69,3,76,75,74,9,5,15,32,1,32,32,32,15,15]
[32,510,73,82,75,0.41299999999999998,182678.01310000001,0,0,0,182678.01310000001,2.3259287023256811E-5,102087444.035504,6131913.5850508809,0,108219357.62055488,3.4447291407081764E-5,0.67521381429934735,1,0,2,0,0,3,0,0,0,1,10,-5.6800000000000003E-2,1.02,-0.24460000000000001,2.94,-0.20599999999999999,4.3499999999999996,-0.153,71,45,54,2,1,14,10,70,32,24,24,12,12,15,15,32]
[32,1143,74,81,74,0.3448,101554.57038,0,0,0,101554.57038,1.2930329495640626E-5,98405036.658639997,4347645.3754747203,0,102752682.03411472,3.2707194523358295E-5,0.39533594012186685,1,0,2,0,0,3,0,0,0,1,10,-5.6800000000000003E-2,1.02,-0.24460000000000001,2.94,-0.20599999999999999,4.3499999999999996,-0.153,9,72,75,78,77,24,11,8,15,32,32,32,32,18,15,15]
[32,1142,75,81,74,0.3448,165790.077196,0,0,0,165790.077196,2.1109048241064254E-5,98405036.658639997,4347645.3754747203,0,102752682.03411472,3.2707194523358295E-5,0.64539464630599652,1,0,2,0,0,3,0,0,0,1,10,-5.6800000000000003E-2,1.02,-0.24460000000000001,2.94,-0.20599999999999999,4.3499999999999996,-0.153,72,3,76,79,78,77,74,9,32,15,32,32,32,32,32,15]
[32,1141,76,81,74,0.3448,258828.136944,0,0,0,258828.136944,3.2955021924722893E-5,98405036.658639997,4347645.3754747203,0,102752682.03411472,3.2707194523358295E-5,1.0075771525187711,1,0,2,0,0,3,0,0,0,1,10,-5.6800000000000003E-2,1.02,-0.24460000000000001,2.94,-0.20599999999999999,4.3499999999999996,-0.153,3,4,12,15,79,78,75,72,1,1,15,15,32,32,32,32]
[32,1134,77,81,74,0.3448,90707.367072000008,0,0,0,90707.367072000008,1.1549220675487858E-5,98405036.658639997,4347645.3754747203,0,102752682.03411472,3.2707194523358295E-5,0.35310948688184868,1,0,2,0,0,3,0,0,0,1,10,-5.6800000000000003E-2,1.02,-0.24460000000000001,2.94,-0.20599999999999999,4.3499999999999996,-0.153,74,75,78,80,20,19,24,11,32,32,32,32,15,15,18,15]
[32,1133,78,81,74,0.3448,171359.28237200002,0,0,0,171359.28237200002,2.1818141467346952E-5,98405036.658639997,4347645.3754747203,0,102752682.03411472,3.2707194523358295E-5,0.66707468449381147,1,0,2,0,0,3,0,0,0,1,10,-5.6800000000000003E-2,1.02,-0.24460000000000001,2.94,-0.20599999999999999,4.3499999999999996,-0.153,75,76,79,21,80,20,77,74,32,32,32,15,32,15,32,32]
[32,1132,79,81,74,0.3448,243227.31544800001,0,0,0,243227.31544800001,3.0968663638816737E-5,98405036.658639997,4347645.3754747203,0,102752682.03411472,3.2707194523358295E-5,0.94684561271985701,1,0,2,0,0,3,0,0,0,1,10,-5.6800000000000003E-2,1.02,-0.24460000000000001,2.94,-0.20599999999999999,4.3499999999999996,-0.153,76,12,15,22,21,80,78,75,32,15,15,15,15,32,32,32]
[32,1124,80,81,74,0.3448,254666.25976000002,0,0,0,254666.25976000002,3.2425115263622915E-5,98405036.658639997,4347645.3754747203,0,102752682.03411472,3.2707194523358295E-5,0.99137562044540595,1,0,2,0,0,3,0,0,0,1,10,-5.6800000000000003E-2,1.02,-0.24460000000000001,2.94,-0.20599999999999999,4.3499999999999996,-0.153,78,79,21,29,28,27,20,77,32,32,15,15,15,15,15,32]
[]
["Datos de la celda en consulta",null,null,"Cuadro local",null,"Cobertura vegetal","Densidad local",null,"Densidad regional",null,"Clasificación","Concentración base",null,"Valores para el factor CF","Valores para el factor CT",null,"Valores para el factor FS",null,"Valores para el factor Fρ",null,null,null,null,null,null,"Valores de referencia de acuerdo a la densidad poblacional (personas/m2)"]
[null,null,null,null,null,null,null,null,null,null,null,null,null,"b","a","b","a","b","a","b",null,null,"Clasificación",null,null,1,2,3,4,5,6,7,"Usado"]
[null,null,null,2,null,0.89739999999999998,1.9934183385245829E-7,null,2.5959851897248789E-5,null,1,10,null,-5.6800000000000003E-2,1.02,-0.24460000000000001,2.94,-0.20599999999999999,4.3499999999999996,-0.153,null,null,"Densidad local de referencia",null,null,5.5999999999999999E-5,4.2400000000000001E-4,5.5900000000000004E-4,1.013E-3,9.9299999999999996E-4,6.9200000000000002E-4,3.6200000000000002E-4,5.5999999999999999E-5]
[null,null,null,null,null,null,null,null,null,null,null,null,null,null,null,null,null,null,null,null,null,null,"Densidad regional de referencia",null,null,8.0000000000000007E-5,8.0000000000000007E-5,8.0000000000000007E-5,8.0000000000000007E-5,8.0000000000000007E-5,8.0000000000000007E-5,8.0000000000000007E-5,8.0000000000000007E-5]
[]
[null,"Fuente: Elaboración propia con datos de varias fuentes"]
[null,"* El porcentaje de cobertura vegetal fue obtenido de la carta de uso de suelo y vegetación del INEGI, contabiliza como área con cobertura vegetal aquella clasificada como pastizal, bosque, selva, matorral xerófilo y otros tipos de vegetación."]
[null,"**Para la población contenida dentro de las áreas de impacto se partió de la información de censos o pronósticos disponibles en los departamentos de estadística de cada país para poder hacer una buena estimación de la densidad local o regional."]
[null,"***Seinfeld, J.H. and Pandis, S.N. (1998) Atmospheric Chemistry and Physics: from Air\nPollution to Climate Change, John Wiley & Sons, Inc., New York."]

{"sheet":"Cálculos&Supuestos","index":3,"n_rows":309,"n_cols":49,"rows_kept":309,"cut":false,"hidden":false,"merged":[[70,1,70,3],[137,2,137,6],[249,7,250,11],[249,2,250,6],[210,1,212,2],[168,1,169,1],[127,1,127,3],[29,16,29,20],[17,1,17,2],[23,2,23,3],[21,2,21,3],[26,2,26,3],[20,2,20,3],[71,1,71,3],[82,1,82,3],[83,1,83,3],[93,1,93,3],[29,7,30,7],[32,1,32,2],[33,1,33,2],[34,1,34,2],[35,1,35,2],[36,1,36,2],[37,1,37,2],[112,1,114,3],[277,2,278,6],[277,7,278,11],[141,7,141,8],[142,7,142,8],[167,1,167,13],[179,6,179,46],[138,7,138,8],[153,2,153,6],[141,2,141,6],[164,2,164,6],[163,2,163,6],[275,2,276,6],[16,1,16,2],[119,1,121,3],[122,1,122,3],[123,1,123,3],[124,1,124,3],[125,1,125,3],[128,1,128,3],[129,1,129,3],[119,5,119,45],[45,1,45,2],[64,1,65,3],[55,5,57,5],[52,1,52,2],[119,4,120,4],[126,1,126,3],[76,6,78,6],[76,5,78,5],[76,4,77,4],[76,7,76,47],[55,7,55,48],[105,1,105,3],[79,1,79,3],[80,1,80,3],[81,1,81,3],[164,7,164,8],[163,7,163,8],[162,7,162,8],[151,2,151,6],[150,2,150,6],[148,2,148,6],[149,7,149,8],[148,7,148,8],[157,7,157,8],[159,7,159,8],[160,2,160,6],[157,2,157,6],[156,2,156,6],[162,2,162,6],[161,2,161,6],[158,2,158,6],[161,7,161,8],[158,7,158,8],[40,1,40,2],[41,1,41,2],[42,1,42,2],[43,1,43,2],[44,1,44,2],[132,1,132,9],[133,2,133,6],[89,1,89,3],[96,4,97,4],[96,5,97,5],[115,1,115,3],[116,1,116,3],[112,5,114,5],[55,1,57,2],[106,1,106,3],[107,1,107,3],[55,3,57,4],[94,1,94,3],[108,1,108,3],[109,1,109,3],[91,1,91,3],[92,1,92,3],[67,1,67,3],[72,1,72,3],[29,25,30,25],[29,4,30,4],[29,1,30,2],[29,6,30,6],[29,11,29,15],[29,5,30,5],[29,8,29,10],[38,1,38,2],[39,1,39,2],[58,1,59,2],[59,3,59,4],[64,4,64,8],[68,1,68,3],[55,6,57,6],[155,2,155,6],[159,2,159,6],[160,7,160,8],[69,1,69,3],[66,1,66,3],[86,1,88,3],[86,5,88,5],[136,2,136,6],[134,7,134,8],[135,7,135,8],[138,2,138,6],[134,2,134,6],[86,6,88,6],[86,7,86,47],[112,6,114,6],[96,1,97,2],[98,1,98,2],[139,2,139,6],[139,7,139,8],[246,7,246,11],[251,2,252,6],[263,2,264,6],[261,2,262,6],[247,2,248,6],[246,2,246,6],[263,1,264,1],[273,7,274,11],[267,2,268,6],[269,7,270,11],[269,2,270,6],[269,1,270,1],[271,2,272,6],[257,2,258,6],[259,2,260,6],[257,1,258,1],[255,2,256,6],[253,2,254,6],[275,7,276,11],[271,7,272,11],[263,7,264,11],[261,7,262,11],[257,7,258,11],[255,7,256,11],[253,7,254,11],[251,7,252,11],[247,7,248,11],[267,7,268,11],[259,7,260,11],[11,1,11,2],[22,2,22,3],[4,1,5,2],[4,3,5,3],[4,4,5,4],[29,21,29,24],[46,1,46,2],[51,1,51,2],[49,1,49,2],[50,1,50,2],[47,1,47,2],[48,1,48,2],[10,1,10,2],[9,1,9,2],[8,1,8,2],[7,1,7,2],[6,1,6,2],[25,2,25,3],[24,2,24,3],[12,1,12,2],[13,1,13,2],[14,1,14,2],[15,1,15,2],[31,1,31,2],[277,1,278,1],[58,3,58,4],[174,2,174,5],[176,6,176,7],[175,6,175,7],[174,6,174,7],[265,2,266,6],[265,7,266,11],[219,7,220,7],[132,10,133,10],[251,1,252,1],[112,7,114,7],[112,8,112,48],[101,1,103,3],[101,4,102,4],[101,5,103,5],[168,12,168,13],[261,1,262,1],[224,2,224,4],[101,7,101,47],[167,14,169,14],[221,2,221,4],[249,1,250,1],[238,6,240,6],[238,4,240,4],[238,1,240,2],[173,6,173,7],[176,2,176,5],[175,2,175,5],[172,2,172,5],[179,1,181,2],[253,1,254,1],[255,1,256,1],[234,1,234,3],[231,1,232,3],[238,3,240,3],[241,3,242,3],[241,4,242,4],[241,5,242,5],[247,1,248,1],[172,6,172,7],[213,3,214,3],[213,5,214,5],[225,2,225,4],[213,1,214,2],[228,1,228,4],[241,1,242,2],[238,7,240,7],[238,8,238,48],[221,6,228,6],[273,1,274,1],[275,1,276,1],[223,2,223,4],[222,2,222,4],[171,2,171,5],[173,2,173,5],[210,3,212,3],[219,1,220,4],[219,5,219,6],[273,2,274,6],[259,1,260,1],[271,1,272,1],[265,1,266,1],[267,1,268,1],[182,1,193,2],[179,3,181,3],[179,4,181,4],[179,5,181,5],[235,1,235,3],[238,5,240,5],[227,2,227,4],[226,2,226,4],[86,4,88,4],[64,9,65,9],[76,1,78,3],[90,1,90,3],[101,6,103,6],[104,1,104,3],[154,2,154,6],[147,2,147,6],[143,2,143,6],[142,2,142,6],[133,7,133,8],[73,1,73,3],[145,7,145,8],[135,2,135,6],[151,7,151,8],[150,7,150,8],[137,7,137,8],[136,7,136,8],[149,2,149,6],[146,2,146,6],[140,2,140,6],[152,2,152,6],[145,2,145,6],[144,2,144,6],[144,7,144,8],[140,7,140,8],[156,7,156,8],[155,7,155,8],[147,7,147,8],[146,7,146,8],[154,7,154,8],[152,7,152,8],[153,7,153,8],[143,7,143,8],[213,4,214,4],[210,6,212,6],[233,1,233,3],[168,10,168,11],[198,1,199,1],[210,5,212,5],[170,6,170,7],[198,3,199,3],[170,2,170,5],[171,6,171,7],[169,6,169,7],[168,2,169,5],[210,7,212,7],[168,8,168,9],[168,6,168,7],[210,8,210,48],[210,4,212,4],[288,1,289,5],[288,6,289,10],[290,1,291,5],[290,6,291,10],[292,1,293,5],[292,6,293,10],[294,1,295,5],[294,6,295,10],[281,1,281,5],[281,6,281,10],[282,1,283,5],[282,6,283,10],[284,1,285,5],[284,6,285,10],[286,1,287,5],[286,6,287,10],[304,1,305,5],[304,6,305,10],[296,1,297,5],[296,6,297,10],[308,1,309,5],[308,6,309,10],[306,1,307,5],[306,6,307,10],[300,1,301,5],[300,6,301,10],[298,1,299,5],[298,6,299,10],[302,1,303,5],[302,6,303,10]]}
[1,2,3,4,5,6,7,8,9,10,11,12,13,14,15,16,17,18,19,20,21,24,25,26,27,28,29,30,31,32,33,34,35,36,37,38,39,40,41,42]
[null,"GENERALES"]
[]
[null,"GENERALES"]
[null,"Variables",null,"Valores","Fuente"]
[]
[null,"1 MWh  =  3,600MJ",null,3600,"CFE"]
[null,"Equivalencia CH4-CO2",null,21,"IPCC"]
[null,"Equivalencia N2O-CO2",null,310,"IPCC"]
[null,"Horas al año",null,8760,"NA"]
[null,"Horas por segundo",null,2.7777777777777799E-4,"NA"]
[null,"Año de inicio de operaciones",null,{"$f":"Principal!C16","v":2019},"NA"]
[null,"Inflación (tma %)",null,0.04,"INEGI"]
[null,"Tasa de descuento ( tmca %)",null,0.05,"CFE"]
[null,"Tasa de crecimiento poblacional 2010-2050 (tma %)",null,6.6689747916880834E-3,"CONAPO"]
[null,"Tasa de deforestación (tma %)",null,0,"NA"]
[null,"Tasa de cambio en los precios del carbono",null,0.05,"NA"]
[null,"Tasa de cambio servicios ecosistémicos",null,0.05,"NA"]
[]
[null,"VELOCIDAD DE DECAIMIENTO DE LOS CONTAMINANTES"]
[null,"Contaminante","Velocidad de decaimiento (m/s)",null,"Fuente"]
[null,"PM10",{"$f":"0.0067","v":6.7000000000000002E-3},null,"OIEA"]
[null,"PM2.5",6.7000000000000002E-3,null,"OIEA"]
[null,"SO2",{"$f":"0.0073","v":7.3000000000000001E-3},null,"OIEA"]
[null,"NOx",{"$f":"0.0147","v":1.47E-2},null,"OIEA"]
[null,"Sulfatos",{"$f":"0.0173","v":1.7299999999999999E-2},null,"OIEA"]
[null,"Nitratos",{"$f":"0.0071","v":7.1000000000000004E-3},null,"OIEA"]
[]
[null,"CARACTERÍSTICAS OPERATIVAS POR TECNOLOGÍA"]
[null,"Datos de la planta",null,"Vida útil","Capacidad (Mw)","Autoconsumo (%)","Factor de planta (%)","Altura de la chimenea (m)","Generación neta (Mwh)",null,null,"Factor de emisión teórico  (t/Mwh)",null,null,null,null,"Factor de emisión propio  (t/Mwh)",null,null,null,null,"Factor de emisión (µg/s)",null,null,null,"Fuente"]
[null,null,null,"(años)",null,null,null,null,"Anual","Hora","Segundo","CO2e","SO2","NOX","PM10","PM2.5","CO2e","SO2","NOX","PM10","PM2.5","SO2","NOX","PM10","PM2.5"]
[null,"Termoeléctrica convencional (plantas existentes)",null,{"$f":"Principal!$I$16","v":40},{"$f":"Principal!$I$13","v":500},4.7E-2,0.75,50,{"$f":"E32*G32*$D$10*(1-F32)","v":3130605},{"$f":"E32*G32*(1-F32)","v":357.375},{"$f":"E32*G32*$D$11*(1-F32)","v":9.9270833333333419E-2},0.73899999999999999,1.3469999999999999E-2,1.16E-3,4.37E-4,4.37E-4,{"$f":"Principal!$C$20","v":0.752},{"$f":"Principal!$I$20","v":2.5500000000000002E-3},{"$f":"Principal!$C$26","v":0},{"$f":"Principal!$I$23","v":5.0000000000000004E-6},{"$f":"Principal!$C$23","v":5.0000000000000004E-6},{"$f":"IF(Principal!$I$26=\"Propios\",'Cálculos&Supuestos'!$K32*R32*10^12,'Cálculos&Supuestos'!$K32*M32*10^12)","v":1337178125.0000012},{"$f":"IF(Principal!$I$26=\"Propios\",'Cálculos&Supuestos'!$K32*S32*10^12,'Cálculos&Supuestos'!$K32*N32*10^12)","v":115154166.66666678},{"$f":"IF(Principal!$I$26=\"Propios\",'Cálculos&Supuestos'!$K32*T32*10^12,'Cálculos&Supuestos'!$K32*O32*10^12)","v":43381354.166666701},{"$f":"IF(Principal!$I$26=\"Propios\",'Cálculos&Supuestos'!$K32*U32*10^12,'Cálculos&Supuestos'!$K32*P32*10^12)","v":43381354.166666701},"CFE"]
[null,"Termoeléctrica con desulfurador y equipo para control de partículas (modelo Thermoflow 25)",null,{"$f":"Principal!$I$16","v":40},{"$f":"Principal!$I$13","v":500},1.9111111111111113E-2,0.2638888888888889,50,1133744.0740740742,129.42283950617286,3.5950788751714709E-2,0.68,1.163E-3,0,0,0,{"$f":"Principal!$C$20","v":0.752},{"$f":"Principal!$I$20","v":2.5500000000000002E-3},{"$f":"Principal!$C$26","v":0},{"$f":"Principal!$I$23","v":5.0000000000000004E-6},{"$f":"Principal!$C$23","v":5.0000000000000004E-6},{"$f":"IF(Principal!$I$26=\"Propios\",'Cálculos&Supuestos'!$K33*R33*10^12,'Cálculos&Supuestos'!$K33*M33*10^12)","v":41810767.318244204},{"$f":"IF(Principal!$I$26=\"Propios\",'Cálculos&Supuestos'!$K33*S33*10^12,'Cálculos&Supuestos'!$K33*N33*10^12)","v":0},{"$f":"IF(Principal!$I$26=\"Propios\",'Cálculos&Supuestos'!$K33*T33*10^12,'Cálculos&Supuestos'!$K33*O33*10^12)","v":0},{"$f":"IF(Principal!$I$26=\"Propios\",'Cálculos&Supuestos'!$K33*U33*10^12,'Cálculos&Supuestos'!$K33*P33*10^12)","v":0},"CFE"]
[null,"Turbogas aeroderivada gas (plantas existentes)",null,{"$f":"Principal!$I$16","v":40},{"$f":"Principal!$I$13","v":500},2.6500000000000003E-2,0.125,50,532991.25,60.84375,1.6901041666666682E-2,0.49299999999999999,0,1.67E-3,1.5E-5,1.5E-5,{"$f":"Principal!$C$20","v":0.752},{"$f":"Principal!$I$20","v":2.5500000000000002E-3},{"$f":"Principal!$C$26","v":0},{"$f":"Principal!$I$23","v":5.0000000000000004E-6},{"$f":"Principal!$C$23","v":5.0000000000000004E-6},{"$f":"IF(Principal!$I$26=\"Propios\",'Cálculos&Supuestos'!$K34*R34*10^12,'Cálculos&Supuestos'!$K34*M34*10^12)","v":0},{"$f":"IF(Principal!$I$26=\"Propios\",'Cálculos&Supuestos'!$K34*S34*10^12,'Cálculos&Supuestos'!$K34*N34*10^12)","v":28224739.583333362},{"$f":"IF(Principal!$I$26=\"Propios\",'Cálculos&Supuestos'!$K34*T34*10^12,'Cálculos&Supuestos'!$K34*O34*10^12)","v":253515.62500000023},{"$f":"IF(Principal!$I$26=\"Propios\",'Cálculos&Supuestos'!$K34*U34*10^12,'Cálculos&Supuestos'!$K34*P34*10^12)","v":253515.62500000023},"CFE"]
[null,"Turbogas aeroderivada gas (modelo Thermoflow 25)",null,{"$f":"Principal!$I$16","v":40},{"$f":"Principal!$I$13","v":500},2.6500000000000003E-2,0.125,50,532991.25,60.84375,1.6901041666666682E-2,0.47599999999999998,0,0,0,0,{"$f":"Principal!$C$20","v":0.752},{"$f":"Principal!$I$20","v":2.5500000000000002E-3},{"$f":"Principal!$C$26","v":0},{"$f":"Principal!$I$23","v":5.0000000000000004E-6},{"$f":"Principal!$C$23","v":5.0000000000000004E-6},{"$f":"IF(Principal!$I$26=\"Propios\",'Cálculos&Supuestos'!$K35*R35*10^12,'Cálculos&Supuestos'!$K35*M35*10^12)","v":0},{"$f":"IF(Principal!$I$26=\"Propios\",'Cálculos&Supuestos'!$K35*S35*10^12,'Cálculos&Supuestos'!$K35*N35*10^12)","v":0},{"$f":"IF(Principal!$I$26=\"Propios\",'Cálculos&Supuestos'!$K35*T35*10^12,'Cálculos&Supuestos'!$K35*O35*10^12)","v":0},{"$f":"IF(Principal!$I$26=\"Propios\",'Cálculos&Supuestos'!$K35*U35*10^12,'Cálculos&Supuestos'!$K35*P35*10^12)","v":0},"CFE"]
[null,"Turbogás aeroderivada diesel (plantas existentes)",null,{"$f":"Principal!$I$16","v":40},{"$f":"Principal!$I$13","v":500},1.6E-2,0.125,50,538740,61.5,1.7083333333333346E-2,1.31,4.061E-2,7.6499999999999997E-3,5.0000000000000002E-5,5.0000000000000002E-5,{"$f":"Principal!$C$20","v":0.752},{"$f":"Principal!$I$20","v":2.5500000000000002E-3},{"$f":"Principal!$C$26","v":0},{"$f":"Principal!$I$23","v":5.0000000000000004E-6},{"$f":"Principal!$C$23","v":5.0000000000000004E-6},{"$f":"IF(Principal!$I$26=\"Propios\",'Cálculos&Supuestos'!$K36*R36*10^12,'Cálculos&Supuestos'!$K36*M36*10^12)","v":693754166.66666722},{"$f":"IF(Principal!$I$26=\"Propios\",'Cálculos&Supuestos'!$K36*S36*10^12,'Cálculos&Supuestos'!$K36*N36*10^12)","v":130687500.00000007},{"$f":"IF(Principal!$I$26=\"Propios\",'Cálculos&Supuestos'!$K36*T36*10^12,'Cálculos&Supuestos'!$K36*O36*10^12)","v":854166.66666666733},{"$f":"IF(Principal!$I$26=\"Propios\",'Cálculos&Supuestos'!$K36*U36*10^12,'Cálculos&Supuestos'!$K36*P36*10^12)","v":854166.66666666733},"CFE"]
[null,"Turbogás aeroderivada diesel (modelo Thermoflow 25)",null,{"$f":"Principal!$I$16","v":40},{"$f":"Principal!$I$13","v":500},1.6E-2,0.125,50,538740,61.5,1.7083333333333346E-2,0.66100000000000003,2.0799999999999998E-3,0,0,0,{"$f":"Principal!$C$20","v":0.752},{"$f":"Principal!$I$20","v":2.5500000000000002E-3},{"$f":"Principal!$C$26","v":0},{"$f":"Principal!$I$23","v":5.0000000000000004E-6},{"$f":"Principal!$C$23","v":5.0000000000000004E-6},{"$f":"IF(Principal!$I$26=\"Propios\",'Cálculos&Supuestos'!$K37*R37*10^12,'Cálculos&Supuestos'!$K37*M37*10^12)","v":35533333.333333358},{"$f":"IF(Principal!$I$26=\"Propios\",'Cálculos&Supuestos'!$K37*S37*10^12,'Cálculos&Supuestos'!$K37*N37*10^12)","v":0},{"$f":"IF(Principal!$I$26=\"Propios\",'Cálculos&Supuestos'!$K37*T37*10^12,'Cálculos&Supuestos'!$K37*O37*10^12)","v":0},{"$f":"IF(Principal!$I$26=\"Propios\",'Cálculos&Supuestos'!$K37*U37*10^12,'Cálculos&Supuestos'!$K37*P37*10^12)","v":0},"CFE"]
[null,"Ciclo combinado (plantas existentes)",null,{"$f":"Principal!$I$16","v":40},{"$f":"Principal!$I$13","v":500},2.8600000000000004E-2,0.79999999999999993,50,3403785.5999999996,388.55999999999995,0.10793333333333341,0.39300000000000002,0,1.33E-3,1.5E-5,1.5E-5,{"$f":"Principal!$C$20","v":0.752},{"$f":"Principal!$I$20","v":2.5500000000000002E-3},{"$f":"Principal!$C$26","v":0},{"$f":"Principal!$I$23","v":5.0000000000000004E-6},{"$f":"Principal!$C$23","v":5.0000000000000004E-6},{"$f":"IF(Principal!$I$26=\"Propios\",'Cálculos&Supuestos'!$K38*R38*10^12,'Cálculos&Supuestos'!$K38*M38*10^12)","v":0},{"$f":"IF(Principal!$I$26=\"Propios\",'Cálculos&Supuestos'!$K38*S38*10^12,'Cálculos&Supuestos'!$K38*N38*10^12)","v":143551333.33333343},{"$f":"IF(Principal!$I$26=\"Propios\",'Cálculos&Supuestos'!$K38*T38*10^12,'Cálculos&Supuestos'!$K38*O38*10^12)","v":1619000.0000000012},{"$f":"IF(Principal!$I$26=\"Propios\",'Cálculos&Supuestos'!$K38*U38*10^12,'Cálculos&Supuestos'!$K38*P38*10^12)","v":1619000.0000000012},"CFE"]
[null,"Ciclo combinado (modelo Thermoflow 25)",null,{"$f":"Principal!$I$16","v":40},{"$f":"Principal!$I$13","v":500},2.8600000000000004E-2,0.79999999999999993,50,3403785.5999999996,388.55999999999995,0.10793333333333341,0.34200000000000003,0,0,0,0,{"$f":"Principal!$C$20","v":0.752},{"$f":"Principal!$I$20","v":2.5500000000000002E-3},{"$f":"Principal!$C$26","v":0},{"$f":"Principal!$I$23","v":5.0000000000000004E-6},{"$f":"Principal!$C$23","v":5.0000000000000004E-6},{"$f":"IF(Principal!$I$26=\"Propios\",'Cálculos&Supuestos'!$K39*R39*10^12,'Cálculos&Supuestos'!$K39*M39*10^12)","v":0},{"$f":"IF(Principal!$I$26=\"Propios\",'Cálculos&Supuestos'!$K39*S39*10^12,'Cálculos&Supuestos'!$K39*N39*10^12)","v":0},{"$f":"IF(Principal!$I$26=\"Propios\",'Cálculos&Supuestos'!$K39*T39*10^12,'Cálculos&Supuestos'!$K39*O39*10^12)","v":0},{"$f":"IF(Principal!$I$26=\"Propios\",'Cálculos&Supuestos'!$K39*U39*10^12,'Cálculos&Supuestos'!$K39*P39*10^12)","v":0},"CFE"]
[null,"Combustión interna (plantas existentes)",null,{"$f":"Principal!$I$16","v":40},{"$f":"Principal!$I$13","v":500},6.0499999999999998E-2,0.67500000000000004,50,2777631.75,317.08125000000001,8.8078125000000063E-2,0.69099999999999995,1.4880000000000001E-2,1.391E-2,1.25E-4,1.25E-4,{"$f":"Principal!$C$20","v":0.752},{"$f":"Principal!$I$20","v":2.5500000000000002E-3},{"$f":"Principal!$C$26","v":0},{"$f":"Principal!$I$23","v":5.0000000000000004E-6},{"$f":"Principal!$C$23","v":5.0000000000000004E-6},{"$f":"IF(Principal!$I$26=\"Propios\",'Cálculos&Supuestos'!$K40*R40*10^12,'Cálculos&Supuestos'!$K40*M40*10^12)","v":1310602500.000001},{"$f":"IF(Principal!$I$26=\"Propios\",'Cálculos&Supuestos'!$K40*S40*10^12,'Cálculos&Supuestos'!$K40*N40*10^12)","v":1225166718.750001},{"$f":"IF(Principal!$I$26=\"Propios\",'Cálculos&Supuestos'!$K40*T40*10^12,'Cálculos&Supuestos'!$K40*O40*10^12)","v":11009765.625000007},{"$f":"IF(Principal!$I$26=\"Propios\",'Cálculos&Supuestos'!$K40*U40*10^12,'Cálculos&Supuestos'!$K40*P40*10^12)","v":11009765.625000007},"CFE"]
[null,"Carboeléctrica (plantas existentes)",null,{"$f":"Principal!$I$16","v":40},{"$f":"Principal!$I$13","v":500},0.05,0.8,50,3328800,380,0.10555555555555564,0.79100000000000004,9.5200000000000007E-3,5.8599999999999998E-3,2.4000000000000001E-4,2.4000000000000001E-4,{"$f":"Principal!$C$20","v":0.752},{"$f":"Principal!$I$20","v":2.5500000000000002E-3},{"$f":"Principal!$C$26","v":0},{"$f":"Principal!$I$23","v":5.0000000000000004E-6},{"$f":"Principal!$C$23","v":5.0000000000000004E-6},{"$f":"IF(Principal!$I$26=\"Propios\",'Cálculos&Supuestos'!$K41*R41*10^12,'Cálculos&Supuestos'!$K41*M41*10^12)","v":1004888888.8888898},{"$f":"IF(Principal!$I$26=\"Propios\",'Cálculos&Supuestos'!$K41*S41*10^12,'Cálculos&Supuestos'!$K41*N41*10^12)","v":618555555.55555606},{"$f":"IF(Principal!$I$26=\"Propios\",'Cálculos&Supuestos'!$K41*T41*10^12,'Cálculos&Supuestos'!$K41*O41*10^12)","v":25333333.333333354},{"$f":"IF(Principal!$I$26=\"Propios\",'Cálculos&Supuestos'!$K41*U41*10^12,'Cálculos&Supuestos'!$K41*P41*10^12)","v":25333333.333333354},"CFE"]
[null,"Carboeléctrica supercrítica (plantas existentes)",null,{"$f":"Principal!$I$16","v":40},{"$f":"Principal!$I$13","v":500},4.2999999999999997E-2,0.8,50,3353328,382.8,0.10633333333333342,0.54800000000000004,3.0100000000000001E-3,4.0699999999999998E-3,1.65E-4,1.65E-4,{"$f":"Principal!$C$20","v":0.752},{"$f":"Principal!$I$20","v":2.5500000000000002E-3},{"$f":"Principal!$C$26","v":0},{"$f":"Principal!$I$23","v":5.0000000000000004E-6},{"$f":"Principal!$C$23","v":5.0000000000000004E-6},{"$f":"IF(Principal!$I$26=\"Propios\",'Cálculos&Supuestos'!$K42*R42*10^12,'Cálculos&Supuestos'!$K42*M42*10^12)","v":320063333.33333355},{"$f":"IF(Principal!$I$26=\"Propios\",'Cálculos&Supuestos'!$K42*S42*10^12,'Cálculos&Supuestos'!$K42*N42*10^12)","v":432776666.66666698},{"$f":"IF(Principal!$I$26=\"Propios\",'Cálculos&Supuestos'!$K42*T42*10^12,'Cálculos&Supuestos'!$K42*O42*10^12)","v":17545000.000000011},{"$f":"IF(Principal!$I$26=\"Propios\",'Cálculos&Supuestos'!$K42*U42*10^12,'Cálculos&Supuestos'!$K42*P42*10^12)","v":17545000.000000011},"CFE"]
[null,"Carboeléctrica sin desulfurador (modelo Thermoflow 25)",null,{"$f":"Principal!$I$16","v":40},{"$f":"Principal!$I$13","v":500},0.05,0.8,50,3328800,380,0.10555555555555564,0.77300000000000002,8.3000000000000001E-3,0,5.0000000000000002E-5,5.0000000000000002E-5,{"$f":"Principal!$C$20","v":0.752},{"$f":"Principal!$I$20","v":2.5500000000000002E-3},{"$f":"Principal!$C$26","v":0},{"$f":"Principal!$I$23","v":5.0000000000000004E-6},{"$f":"Principal!$C$23","v":5.0000000000000004E-6},{"$f":"IF(Principal!$I$26=\"Propios\",'Cálculos&Supuestos'!$K43*R43*10^12,'Cálculos&Supuestos'!$K43*M43*10^12)","v":876111111.11111176},{"$f":"IF(Principal!$I$26=\"Propios\",'Cálculos&Supuestos'!$K43*S43*10^12,'Cálculos&Supuestos'!$K43*N43*10^12)","v":0},{"$f":"IF(Principal!$I$26=\"Propios\",'Cálculos&Supuestos'!$K43*T43*10^12,'Cálculos&Supuestos'!$K43*O43*10^12)","v":5277777.7777777817},{"$f":"IF(Principal!$I$26=\"Propios\",'Cálculos&Supuestos'!$K43*U43*10^12,'Cálculos&Supuestos'!$K43*P43*10^12)","v":5277777.7777777817},"CFE"]
[null,"Carboeléctrica supercrítica sin desulfurador (modelo Thermoflow 25)",null,{"$f":"Principal!$I$16","v":40},{"$f":"Principal!$I$13","v":500},4.2999999999999997E-2,0.8,50,3353328,382.8,0.10633333333333342,0.79400000000000004,1.7600000000000001E-3,0,5.0000000000000004E-6,5.0000000000000004E-6,{"$f":"Principal!$C$20","v":0.752},{"$f":"Principal!$I$20","v":2.5500000000000002E-3},{"$f":"Principal!$C$26","v":0},{"$f":"Principal!$I$23","v":5.0000000000000004E-6},{"$f":"Principal!$C$23","v":5.0000000000000004E-6},{"$f":"IF(Principal!$I$26=\"Propios\",'Cálculos&Supuestos'!$K44*R44*10^12,'Cálculos&Supuestos'!$K44*M44*10^12)","v":187146666.66666681},{"$f":"IF(Principal!$I$26=\"Propios\",'Cálculos&Supuestos'!$K44*S44*10^12,'Cálculos&Supuestos'!$K44*N44*10^12)","v":0},{"$f":"IF(Principal!$I$26=\"Propios\",'Cálculos&Supuestos'!$K44*T44*10^12,'Cálculos&Supuestos'!$K44*O44*10^12)","v":531666.66666666721},{"$f":"IF(Principal!$I$26=\"Propios\",'Cálculos&Supuestos'!$K44*U44*10^12,'Cálculos&Supuestos'!$K44*P44*10^12)","v":531666.66666666721},"CFE"]
[null,"Carboeléctrica supercrítica con desulfurador (modelo Thermoflow 25)",null,{"$f":"Principal!$I$16","v":40},{"$f":"Principal!$I$13","v":500},5.8000000000000003E-2,0.8,50,3300768,376.79999999999995,0.10466666666666674,0.752,2.5500000000000002E-3,0,5.0000000000000004E-6,5.0000000000000004E-6,{"$f":"Principal!$C$20","v":0.752},{"$f":"Principal!$I$20","v":2.5500000000000002E-3},{"$f":"Principal!$C$26","v":0},{"$f":"Principal!$I$23","v":5.0000000000000004E-6},{"$f":"Principal!$C$23","v":5.0000000000000004E-6},{"$f":"IF(Principal!$I$26=\"Propios\",'Cálculos&Supuestos'!$K45*R45*10^12,'Cálculos&Supuestos'!$K45*M45*10^12)","v":266900000.00000021},{"$f":"IF(Principal!$I$26=\"Propios\",'Cálculos&Supuestos'!$K45*S45*10^12,'Cálculos&Supuestos'!$K45*N45*10^12)","v":0},{"$f":"IF(Principal!$I$26=\"Propios\",'Cálculos&Supuestos'!$K45*T45*10^12,'Cálculos&Supuestos'!$K45*O45*10^12)","v":523333.33333333378},{"$f":"IF(Principal!$I$26=\"Propios\",'Cálculos&Supuestos'!$K45*U45*10^12,'Cálculos&Supuestos'!$K45*P45*10^12)","v":523333.33333333378},"CFE"]
[null,"Cogeneración eficiente con gas",null,{"$f":"Principal!$I$16","v":40},{"$f":"Principal!$I$13","v":500},0.04,0.56261098562400402,50,2365666.672351812,270.0532730995219,7.5014798083200593E-2,0.34137142876151416,2.2665365086213686E-5,2.9508776321181393E-4,0,0,{"$f":"Principal!$C$20","v":0.752},{"$f":"Principal!$I$20","v":2.5500000000000002E-3},{"$f":"Principal!$C$26","v":0},{"$f":"Principal!$I$23","v":5.0000000000000004E-6},{"$f":"Principal!$C$23","v":5.0000000000000004E-6},{"$f":"IF(Principal!$I$26=\"Propios\",'Cálculos&Supuestos'!$K46*R46*10^12,'Cálculos&Supuestos'!$K46*M46*10^12)","v":1700237.785424344},{"$f":"IF(Principal!$I$26=\"Propios\",'Cálculos&Supuestos'!$K46*S46*10^12,'Cálculos&Supuestos'!$K46*N46*10^12)","v":22135948.974157531},{"$f":"IF(Principal!$I$26=\"Propios\",'Cálculos&Supuestos'!$K46*T46*10^12,'Cálculos&Supuestos'!$K46*O46*10^12)","v":0},{"$f":"IF(Principal!$I$26=\"Propios\",'Cálculos&Supuestos'!$K46*U46*10^12,'Cálculos&Supuestos'!$K46*P46*10^12)","v":0},"EPA"]
[null,"Cogeneración eficiente con biomasa",null,{"$f":"Principal!$I$16","v":40},{"$f":"Principal!$I$13","v":500},0.04,0.55965728243194934,50,2353246.9411698608,268.63549556733568,7.4620970990926641E-2,0.15118850734435019,9.0376786017134917E-4,8.1881893914101747E-4,0,0,{"$f":"Principal!$C$20","v":0.752},{"$f":"Principal!$I$20","v":2.5500000000000002E-3},{"$f":"Principal!$C$26","v":0},{"$f":"Principal!$I$23","v":5.0000000000000004E-6},{"$f":"Principal!$C$23","v":5.0000000000000004E-6},{"$f":"IF(Principal!$I$26=\"Propios\",'Cálculos&Supuestos'!$K47*R47*10^12,'Cálculos&Supuestos'!$K47*M47*10^12)","v":67440035.276378095},{"$f":"IF(Principal!$I$26=\"Propios\",'Cálculos&Supuestos'!$K47*S47*10^12,'Cálculos&Supuestos'!$K47*N47*10^12)","v":61101064.304463185},{"$f":"IF(Principal!$I$26=\"Propios\",'Cálculos&Supuestos'!$K47*T47*10^12,'Cálculos&Supuestos'!$K47*O47*10^12)","v":0},{"$f":"IF(Principal!$I$26=\"Propios\",'Cálculos&Supuestos'!$K47*U47*10^12,'Cálculos&Supuestos'!$K47*P47*10^12)","v":0},"EPA"]
[null,"Rellenos sanitarios",null,{"$f":"Principal!$I$16","v":40},{"$f":"Principal!$I$13","v":500},0.04,0.65353957893664871,50,2748003.2215128201,313.69899788959134,8.7138610524886556E-2,5.5647757246570749E-3,1.8126033517661957E-4,5.25671670082459E-3,0,0,{"$f":"Principal!$C$20","v":0.752},{"$f":"Principal!$I$20","v":2.5500000000000002E-3},{"$f":"Principal!$C$26","v":0},{"$f":"Principal!$I$23","v":5.0000000000000004E-6},{"$f":"Principal!$C$23","v":5.0000000000000004E-6},{"$f":"IF(Principal!$I$26=\"Propios\",'Cálculos&Supuestos'!$K48*R48*10^12,'Cálculos&Supuestos'!$K48*M48*10^12)","v":15794773.750565849},{"$f":"IF(Principal!$I$26=\"Propios\",'Cálculos&Supuestos'!$K48*S48*10^12,'Cálculos&Supuestos'!$K48*N48*10^12)","v":458062989.23282057},{"$f":"IF(Principal!$I$26=\"Propios\",'Cálculos&Supuestos'!$K48*T48*10^12,'Cálculos&Supuestos'!$K48*O48*10^12)","v":0},{"$f":"IF(Principal!$I$26=\"Propios\",'Cálculos&Supuestos'!$K48*U48*10^12,'Cálculos&Supuestos'!$K48*P48*10^12)","v":0},"EPA"]
[null,"Incineración de residuos sólidos urbanos",null,{"$f":"Principal!$I$16","v":40},{"$f":"Principal!$I$13","v":500},0.04,0.64153688021923483,50,2697534.2739458387,307.93770250523272,8.553825069589803E-2,0.85736937094042698,4.0094592373413491E-4,2.0751411207526435E-3,0,0,{"$f":"Principal!$C$20","v":0.752},{"$f":"Principal!$I$20","v":2.5500000000000002E-3},{"$f":"Principal!$C$26","v":0},{"$f":"Principal!$I$23","v":5.0000000000000004E-6},{"$f":"Principal!$C$23","v":5.0000000000000004E-6},{"$f":"IF(Principal!$I$26=\"Propios\",'Cálculos&Supuestos'!$K49*R49*10^12,'Cálculos&Supuestos'!$K49*M49*10^12)","v":34296212.939868838},{"$f":"IF(Principal!$I$26=\"Propios\",'Cálculos&Supuestos'!$K49*S49*10^12,'Cálculos&Supuestos'!$K49*N49*10^12)","v":177503941.41630644},{"$f":"IF(Principal!$I$26=\"Propios\",'Cálculos&Supuestos'!$K49*T49*10^12,'Cálculos&Supuestos'!$K49*O49*10^12)","v":0},{"$f":"IF(Principal!$I$26=\"Propios\",'Cálculos&Supuestos'!$K49*U49*10^12,'Cálculos&Supuestos'!$K49*P49*10^12)","v":0},"EPA"]
[null,"Biodigestores",null,{"$f":"Principal!$I$16","v":40},{"$f":"Principal!$I$13","v":500},0.04,0.45906163654742216,50,1930262.3693546006,220.34958554276264,6.1208218206322995E-2,2.0943400071415888E-2,4.9831988169916016E-5,1.0579019119360916E-2,0,0,{"$f":"Principal!$C$20","v":0.752},{"$f":"Principal!$I$20","v":2.5500000000000002E-3},{"$f":"Principal!$C$26","v":0},{"$f":"Principal!$I$23","v":5.0000000000000004E-6},{"$f":"Principal!$C$23","v":5.0000000000000004E-6},{"$f":"IF(Principal!$I$26=\"Propios\",'Cálculos&Supuestos'!$K50*R50*10^12,'Cálculos&Supuestos'!$K50*M50*10^12)","v":3050127.2055591256},{"$f":"IF(Principal!$I$26=\"Propios\",'Cálculos&Supuestos'!$K50*S50*10^12,'Cálculos&Supuestos'!$K50*N50*10^12)","v":647522910.66670585},{"$f":"IF(Principal!$I$26=\"Propios\",'Cálculos&Supuestos'!$K50*T50*10^12,'Cálculos&Supuestos'!$K50*O50*10^12)","v":0},{"$f":"IF(Principal!$I$26=\"Propios\",'Cálculos&Supuestos'!$K50*U50*10^12,'Cálculos&Supuestos'!$K50*P50*10^12)","v":0},"EPA"]
[null,"Biocombustibles agrícolas",null,{"$f":"Principal!$I$16","v":40},{"$f":"Principal!$I$13","v":500},0.04,0.46871642045730466,50,1970858.8047388745,224.98388181950622,6.2495522727640661E-2,3.4632411160578462E-2,1.1035202011867204E-4,3.2896301803964306E-4,0,0,{"$f":"Principal!$C$20","v":0.752},{"$f":"Principal!$I$20","v":2.5500000000000002E-3},{"$f":"Principal!$C$26","v":0},{"$f":"Principal!$I$23","v":5.0000000000000004E-6},{"$f":"Principal!$C$23","v":5.0000000000000004E-6},{"$f":"IF(Principal!$I$26=\"Propios\",'Cálculos&Supuestos'!$K51*R51*10^12,'Cálculos&Supuestos'!$K51*M51*10^12)","v":6896507.1813675277},{"$f":"IF(Principal!$I$26=\"Propios\",'Cálculos&Supuestos'!$K51*S51*10^12,'Cálculos&Supuestos'!$K51*N51*10^12)","v":20558715.77044978},{"$f":"IF(Principal!$I$26=\"Propios\",'Cálculos&Supuestos'!$K51*T51*10^12,'Cálculos&Supuestos'!$K51*O51*10^12)","v":0},{"$f":"IF(Principal!$I$26=\"Propios\",'Cálculos&Supuestos'!$K51*U51*10^12,'Cálculos&Supuestos'!$K51*P51*10^12)","v":0},"EPA"]
[null,"Quema de residuos forestales y agrícolas",null,{"$f":"Principal!$I$16","v":40},{"$f":"Principal!$I$13","v":500},0.04,0.57428833407110602,50,2414767.5871021864,275.65840035413083,7.6571777876147509E-2,9.6693443764557879E-2,8.7099197749523742E-4,4.7659300458605699E-4,0,0,{"$f":"Principal!$C$20","v":0.752},{"$f":"Principal!$I$20","v":2.5500000000000002E-3},{"$f":"Principal!$C$26","v":0},{"$f":"Principal!$I$23","v":5.0000000000000004E-6},{"$f":"Principal!$C$23","v":5.0000000000000004E-6},{"$f":"IF(Principal!$I$26=\"Propios\",'Cálculos&Supuestos'!$K52*R52*10^12,'Cálculos&Supuestos'!$K52*M52*10^12)","v":66693404.232671782},{"$f":"IF(Principal!$I$26=\"Propios\",'Cálculos&Supuestos'!$K52*S52*10^12,'Cálculos&Supuestos'!$K52*N52*10^12)","v":36493573.68448931},{"$f":"IF(Principal!$I$26=\"Propios\",'Cálculos&Supuestos'!$K52*T52*10^12,'Cálculos&Supuestos'!$K52*O52*10^12)","v":0},{"$f":"IF(Principal!$I$26=\"Propios\",'Cálculos&Supuestos'!$K52*U52*10^12,'Cálculos&Supuestos'!$K52*P52*10^12)","v":0},"EPA"]
[null,{"$f":"Principal!C13","v":"Carboeléctrica supercrítica con desulfurador (modelo Thermoflow 25)"},null,{"$f":"Principal!I16","v":40},{"$f":"Principal!I13","v":500},{"$f":"IF($B$53=$B32,F32,IF($B$53=$B33,F33,IF($B$53=$B34,F34,IF($B$53=$B35,F35,IF($B$53=$B36,F36,IF($B$53=$B37,F37,IF($B$53=$B38,F38,IF($B$53=$B39,F39,IF($B$53=$B40,F40,IF($B$53=$B41,F41,IF($B$53=$B42,F42,IF($B$53=$B43,F43,IF($B$53=$B44,F44,IF($B$53=$B45,F45,IF($B$53=$B46,F46,IF($B$53=$B47,F47,IF($B$53=$B48,F48,IF($B$53=$B49,F49,IF($B$53=$B50,F50,IF($B$53=$B51,F51,IF($B$53=$B52,F52)))))))))))))))))))))","v":5.8000000000000003E-2},{"$f":"IF($B$53=$B32,G32,IF($B$53=$B33,G33,IF($B$53=$B34,G34,IF($B$53=$B35,G35,IF($B$53=$B36,G36,IF($B$53=$B37,G37,IF($B$53=$B38,G38,IF($B$53=$B39,G39,IF($B$53=$B40,G40,IF($B$53=$B41,G41,IF($B$53=$B42,G42,IF($B$53=$B43,G43,IF($B$53=$B44,G44,IF($B$53=$B45,G45,IF($B$53=$B46,G46,IF($B$53=$B47,G47,IF($B$53=$B48,G48,IF($B$53=$B49,G49,IF($B$53=$B50,G50,IF($B$53=$B51,G51,IF($B$53=$B52,G52)))))))))))))))))))))","v":0.8},{"$f":"IF($B$53=$B32,H32,IF($B$53=$B33,H33,IF($B$53=$B34,H34,IF($B$53=$B35,H35,IF($B$53=$B36,H36,IF($B$53=$B37,H37,IF($B$53=$B38,H38,IF($B$53=$B39,H39,IF($B$53=$B40,H40,IF($B$53=$B41,H41,IF($B$53=$B42,H42,IF($B$53=$B43,H43,IF($B$53=$B44,H44,IF($B$53=$B45,H45,IF($B$53=$B46,H46,IF($B$53=$B47,H47,IF($B$53=$B48,H48,IF($B$53=$B49,H49,IF($B$53=$B50,H50,IF($B$53=$B51,H51,IF($B$53=$B52,H52)))))))))))))))))))))","v":50},{"$f":"IF($B$53=$B32,I32,IF($B$53=$B33,I33,IF($B$53=$B34,I34,IF($B$53=$B35,I35,IF($B$53=$B36,I36,IF($B$53=$B37,I37,IF($B$53=$B38,I38,IF($B$53=$B39,I39,IF($B$53=$B40,I40,IF($B$53=$B41,I41,IF($B$53=$B42,I42,IF($B$53=$B43,I43,IF($B$53=$B44,I44,IF($B$53=$B45,I45,IF($B$53=$B46,I46,IF($B$53=$B47,I47,IF($B$53=$B48,I48,IF($B$53=$B49,I49,IF($B$53=$B50,I50,IF($B$53=$B51,I51,IF($B$53=$B52,I52)))))))))))))))))))))","v":3300768},{"$f":"IF($B$53=$B32,J32,IF($B$53=$B33,J33,IF($B$53=$B34,J34,IF($B$53=$B35,J35,IF($B$53=$B36,J36,IF($B$53=$B37,J37,IF($B$53=$B38,J38,IF($B$53=$B39,J39,IF($B$53=$B40,J40,IF($B$53=$B41,J41,IF($B$53=$B42,J42,IF($B$53=$B43,J43,IF($B$53=$B44,J44,IF($B$53=$B45,J45,IF($B$53=$B46,J46,IF($B$53=$B47,J47,IF($B$53=$B48,J48,IF($B$53=$B49,J49,IF($B$53=$B50,J50,IF($B$53=$B51,J51,IF($B$53=$B52,J52)))))))))))))))))))))","v":376.79999999999995},0.10466666666666674,{"$f":"IF($B$53=$B32,L32,IF($B$53=$B33,L33,IF($B$53=$B34,L34,IF($B$53=$B35,L35,IF($B$53=$B36,L36,IF($B$53=$B37,L37,IF($B$53=$B38,L38,IF($B$53=$B39,L39,IF($B$53=$B40,L40,IF($B$53=$B41,L41,IF($B$53=$B42,L42,IF($B$53=$B43,L43,IF($B$53=$B44,L44,IF($B$53=$B45,L45,IF($B$53=$B46,L46,IF($B$53=$B47,L47,IF($B$53=$B48,L48,IF($B$53=$B49,L49,IF($B$53=$B50,L50,IF($B$53=$B51,L51,IF($B$53=$B52,L52)))))))))))))))))))))","v":0.752},{"$f":"IF($B$53=$B32,M32,IF($B$53=$B33,M33,IF($B$53=$B34,M34,IF($B$53=$B35,M35,IF($B$53=$B36,M36,IF($B$53=$B37,M37,IF($B$53=$B38,M38,IF($B$53=$B39,M39,IF($B$53=$B40,M40,IF($B$53=$B41,M41,IF($B$53=$B42,M42,IF($B$53=$B43,M43,IF($B$53=$B44,M44,IF($B$53=$B45,M45,IF($B$53=$B46,M46,IF($B$53=$B47,M47,IF($B$53=$B48,M48,IF($B$53=$B49,M49,IF($B$53=$B50,M50,IF($B$53=$B51,M51,IF($B$53=$B52,M52)))))))))))))))))))))","v":2.5500000000000002E-3},0,5.0000000000000004E-6,{"$f":"IF($B$53=$B32,P32,IF($B$53=$B33,P33,IF($B$53=$B34,P34,IF($B$53=$B35,P35,IF($B$53=$B36,P36,IF($B$53=$B37,P37,IF($B$53=$B38,P38,IF($B$53=$B39,P39,IF($B$53=$B40,P40,IF($B$53=$B41,P41,IF($B$53=$B42,P42,IF($B$53=$B43,P43,IF($B$53=$B44,P44,IF($B$53=$B45,P45,IF($B$53=$B46,P46,IF($B$53=$B47,P47,IF($B$53=$B48,P48,IF($B$53=$B49,P49,IF($B$53=$B50,P50,IF($B$53=$B51,P51,IF($B$53=$B52,P52)))))))))))))))))))))","v":5.0000000000000004E-6},{"$f":"IF($B$53=$B32,Q32,IF($B$53=$B33,Q33,IF($B$53=$B34,Q34,IF($B$53=$B35,Q35,IF($B$53=$B36,Q36,IF($B$53=$B37,Q37,IF($B$53=$B38,Q38,IF($B$53=$B39,Q39,IF($B$53=$B40,Q40,IF($B$53=$B41,Q41,IF($B$53=$B42,Q42,IF($B$53=$B43,Q43,IF($B$53=$B44,Q44,IF($B$53=$B45,Q45,IF($B$53=$B46,Q46,IF($B$53=$B47,Q47,IF($B$53=$B48,Q48,IF($B$53=$B49,Q49,IF($B$53=$B50,Q50,IF($B$53=$B51,Q51,IF($B$53=$B52,Q52)))))))))))))))))))))","v":0.752},{"$f":"IF($B$53=$B32,R32,IF($B$53=$B33,R33,IF($B$53=$B34,R34,IF($B$53=$B35,R35,IF($B$53=$B36,R36,IF($B$53=$B37,R37,IF($B$53=$B38,R38,IF($B$53=$B39,R39,IF($B$53=$B40,R40,IF($B$53=$B41,R41,IF($B$53=$B42,R42,IF($B$53=$B43,R43,IF($B$53=$B44,R44,IF($B$53=$B45,R45,IF($B$53=$B46,R46,IF($B$53=$B47,R47,IF($B$53=$B48,R48,IF($B$53=$B49,R49,IF($B$53=$B50,R50,IF($B$53=$B51,R51,IF($B$53=$B52,R52)))))))))))))))))))))","v":2.5500000000000002E-3},0,5.0000000000000004E-6,5.0000000000000004E-6,{"$f":"IF($B$53=$B32,V32,IF($B$53=$B33,V33,IF($B$53=$B34,V34,IF($B$53=$B35,V35,IF($B$53=$B36,V36,IF($B$53=$B37,V37,IF($B$53=$B38,V38,IF($B$53=$B39,V39,IF($B$53=$B40,V40,IF($B$53=$B41,V41,IF($B$53=$B42,V42,IF($B$53=$B43,V43,IF($B$53=$B44,V44,IF($B$53=$B45,V45,IF($B$53=$B46,V46,IF($B$53=$B47,V47,IF($B$53=$B48,V48,IF($B$53=$B49,V49,IF($B$53=$B50,V50,IF($B$53=$B51,V51,IF($B$53=$B52,V52,)))))))))))))))))))))","v":266900000.00000021},{"$f":"IF($B$53=$B32,W32,IF($B$53=$B33,W33,IF($B$53=$B34,W34,IF($B$53=$B35,W35,IF($B$53=$B36,W36,IF($B$53=$B37,W37,IF($B$53=$B38,W38,IF($B$53=$B39,W39,IF($B$53=$B40,W40,IF($B$53=$B41,W41,IF($B$53=$B42,W42,IF($B$53=$B43,W43,IF($B$53=$B44,W44,IF($B$53=$B45,W45,IF($B$53=$B46,W46,IF($B$53=$B47,W47,IF($B$53=$B48,W48,IF($B$53=$B49,W49,IF($B$53=$B50,W50,IF($B$53=$B51,W51,IF($B$53=$B52,W52,)))))))))))))))))))))","v":0},523333.33333333378,523333.33333333378,"NA"]
[]
[null,"OPERACIÓN DE LA TECNOLOGÍA SELECCIONADO"]
[null,"Tecnología",null,"Variable",null,"Unidades","Valores","Año"]
[null,null,null,null,null,null,null,null,0,1,2,3,4,5,6,7,8,9,10,11,12,13,14,15,16,17,18,19,20,21,22,23,24,25,26,27,28,29,30,31,32,33,34,35,36,37,38,39,40]
[null,null,null,null,null,null,null,2015,{"$f":"D12","v":2019},{"$f":"I58+1","v":2020},{"$f":"J58+1","v":2021},2022,2023,2024,2025,2026,2027,2028,2029,2030,2031,2032,2033,2034,2035,2036,2037,2038,2039,2040,2041,2042,2043,2044,2045,2046,2047,2048,2049,2050,2051,2052,2053,2054,2055,2056,2057,2058,2059]
[null,{"$f":"B53","v":"Carboeléctrica supercrítica con desulfurador (modelo Thermoflow 25)"},null,"Generación neta anual",null,"Mwh",{"$f":"I53","v":3300768}]
[null,null,null,"Generación neta total",null,"Mwh",{"$f":"G59*D53","v":132030720}]
[]
[null,"SALUD"]
[]
[null,"FUNCIONES EXPOSICIÓN - RESPUESTA"]
[null,"Enfermedad",null,null,"Pendiente para costo de tratamiento  (casos/(año-receptor-μg/m3)",null,null,null,null,"Fuente"]
[null,null,null,null,"PM10","PM2.5","SO2","Nitratos","Sulfatos"]
[null,"Bronquitis crónica ",null,null,{"$f":"1.03*10^(-5)","v":1.0300000000000001E-5},{"$f":"3.9*10^(-5)","v":3.8999999999999999E-5},0,{"$f":"5.16*10^(-6)","v":5.1599999999999997E-6},{"$f":"1.03*10^(-5)","v":1.0300000000000001E-5},"CEPAL-SEMARNAT"]
[null,"Días de actividad restringida ",null,null,{"$f":"2.7*10^(-2)","v":2.7000000000000003E-2},{"$f":"4.2*10^(-2)","v":4.2000000000000003E-2},0,{"$f":"1.35*10^(-2)","v":1.3500000000000002E-2},{"$f":"2.7*10^(-2)","v":2.7000000000000003E-2},"CEPAL-SEMARNAT"]
[null,"Ingresos hospitalarios (respiratorios)",null,null,{"$f":"3.61*10^(-6)","v":3.6099999999999997E-6},{"$f":"3.46*10^(-6)","v":3.4599999999999999E-6},{"$f":"1.04*10^(-6)","v":1.04E-6},{"$f":"1.81*10^(-6)","v":1.81E-6},{"$f":"3.61*10^(-6)","v":3.6099999999999997E-6},"CEPAL-SEMARNAT"]
[null,"Ingresos hospitalarios (vasculares)",null,null,{"$f":"6.3*10^(-8)","v":6.2999999999999995E-8},{"$f":"8.42*10^(-6)","v":8.419999999999999E-6},0,{"$f":"3.15*10^(-8)","v":3.1499999999999998E-8},{"$f":"6.3*10^(-8)","v":6.2999999999999995E-8},"CEPAL-SEMARNAT"]
[null,"Visitas a urgencias",null,null,{"$f":"9.95*10^(-5)","v":9.9500000000000006E-5},0,0,{"$f":"4.98*10^(-5)","v":4.9800000000000011E-5},{"$f":"9.95*10^(-5)","v":9.9500000000000006E-5},"CEPAL-SEMARNAT"]
[null,"Crisis aguda de asma",null,null,{"$f":"5.5*10^(-5)","v":5.5000000000000002E-5},0,0,{"$f":"2.75*10^(-5)","v":2.7500000000000001E-5},{"$f":"5.5*10^(-5)","v":5.5000000000000002E-5},"CEPAL-SEMARNAT"]
[null,"Mortalidad por exposición aguda",null,null,0,0,{"$f":"7.62*10^(-7)","v":7.6199999999999997E-7},0,0,"CEPAL-SEMARNAT"]
[null,"Mortalidad por exposición crónica",null,null,{"$f":"2.46*10^(-4)","v":2.4600000000000002E-4},{"$f":"2.6*10^(-4)","v":2.6000000000000003E-4},0,{"$f":"1.23*10^(-4)","v":1.2300000000000001E-4},{"$f":"2.46*10^(-4)","v":2.4600000000000002E-4},"CEPAL-SEMARNAT"]
[]
[null,"COSTO DEL TRATAMIENTO"]
[null,"Enfermedad",null,null,"Año","Unidades","Fuente","Año"]
[null,null,null,null,null,null,null,0,1,2,3,4,5,6,7,8,9,10,11,12,13,14,15,16,17,18,19,20,21,22,23,24,25,26,27,28,29,30,31,32,33,34,35,36,37,38,39,40]
[null,null,null,null,2004,null,null,{"$f":"D12","v":2019},{"$f":"H79+1","v":2020},{"$f":"I79+1","v":2021},{"$f":"J79+1","v":2022},{"$f":"K79+1","v":2023},{"$f":"L79+1","v":2024},{"$f":"M79+1","v":2025},{"$f":"N79+1","v":2026},{"$f":"O79+1","v":2027},{"$f":"P79+1","v":2028},{"$f":"Q79+1","v":2029},{"$f":"R79+1","v":2030},{"$f":"S79+1","v":2031},{"$f":"T79+1","v":2032},{"$f":"U79+1","v":2033},{"$f":"V79+1","v":2034},{"$f":"W79+1","v":2035},{"$f":"X79+1","v":2036},{"$f":"Y79+1","v":2037},{"$f":"Z79+1","v":2038},{"$f":"AA79+1","v":2039},{"$f":"AB79+1","v":2040},{"$f":"AC79+1","v":2041},{"$f":"AD79+1","v":2042},{"$f":"AE79+1","v":2043},{"$f":"AF79+1","v":2044},{"$f":"AG79+1","v":2045},{"$f":"AH79+1","v":2046},{"$f":"AI79+1","v":2047},{"$f":"AJ79+1","v":2048},{"$f":"AK79+1","v":2049},{"$f":"AL79+1","v":2050},{"$f":"AM79+1","v":2051},{"$f":"AN79+1","v":2052},{"$f":"AO79+1","v":2053},{"$f":"AP79+1","v":2054},{"$f":"AQ79+1","v":2055},{"$f":"AR79+1","v":2056},{"$f":"AS79+1","v":2057},{"$f":"AT79+1","v":2058},2059]
[null,"Bronquitis crónica ",null,null,{"$f":"18941*10.777777777","v":204141.88887415701},"pesos/caso","CEPAL-SEMARNAT",{"$f":"E80*(1+$D$13)^(H79-E79)","v":367648.00896982779},{"$f":"IF(I78<=$D$53,H80*(1+$D$13),\"\")","v":382353.9293286209},397648.08650176576,413554.00996183639,430096.17036030989,447300.01717472228,465192.01786171121,483799.69857617968,503151.68651922687,523277.75397999596,544208.86413919576,565977.21870476357,588616.30745295412,612160.95975107234,636647.39814111521,662113.29406675987,688597.82582943025,716141.73886260751,744787.40841711184,774578.90475379629,805562.06094394822,837784.54338170623,871295.92511697451,906147.76212165353,942393.67260651966,980089.41951078048,1019292.9962912117,1060064.7161428602,1102467.3047885746,1146565.9969801176,1192428.6368593224,1240125.7823336953,1289730.8136270433,1341320.046172125,1394972.8480190102,1450771.7619397705,1508802.6324173615,1569154.7377140559,1631920.9272226181,1697197.7643115229,1765085.674883984]
[null,"Ingresos hospitalarios (respiratorios)",null,null,{"$f":"2336*10.777777777","v":25176.888887072},"pesos/caso","CEPAL-SEMARNAT",{"$f":"E81*(1+$D$13)^(H79-E79)","v":45342.154530041582},{"$f":"IF(I78<=$D$53,H81*(1+$D$13),\"\")","v":47155.840711243247},49042.074339692976,51003.757313280694,53043.907605811924,55165.663910044401,57372.290466446182,59667.182085104032,62053.869368508196,64536.024143248527,67117.465108978475,69802.163713337621,72594.25026187113,75498.020272345981,78517.941083239828,81658.658726569425,84925.005075632202,88322.005278657496,91854.885489803797,95529.080909395954,99350.244145771794,103324.25391160267,107457.22406806679,111755.51303078946,116225.73355202105,120874.76289410189,125709.75340986597,130738.14354626062,135967.66928811104,141406.37605963548,147062.63110202091,152945.13634610176,159062.94179994584,165425.45947194367,172042.47785082142,178924.1769648543,186081.14404344847,193524.38980518642,201265.36539739388,209315.98001328963,217688.61921382122]
[null,"Ingresos hospitalarios (vasculares)",null,null,{"$f":"11621*10.777777777","v":125248.555546517},"pesos/caso","CEPAL-SEMARNAT",{"$f":"E82*(1+$D$13)^(H79-E79)","v":225565.57268562212},{"$f":"IF(I78<=$D$53,H82*(1+$D$13),\"\")","v":234588.19559304701},{"$f":"IF(J78<=$D$53,I82*(1+$D$13),\"\")","v":243971.72341676892},253730.59235343969,263879.8160475773,274435.00868948043,285412.40903705964,296828.90539854206,308702.06161448377,321050.14407906315,333892.14984222566,347247.83583591471,361137.7492693513,375583.25924012536,390606.58960973041,406230.85319411964,422480.08732188446,439379.29081475985,456954.46244735026,475232.64094524429,494241.94658305409,514011.62444637629,534572.08942423132,555954.97300120059,578193.17192124866,601320.89879809867,625373.73475002265,650388.68414002354,676404.23150562448,703460.40076584951,731598.81679648347,760862.76946834289,791297.28024707665,822949.1714569598,855867.13831523817,890101.82384784776,925705.8968017617,962734.13267383224,1001243.4979807856,1041293.2379000171,1082944.9674160178]
[null,"Visitas a urgencias",null,null,{"$f":"288*10.77777","v":3103.9977600000002},"pesos/caso","CEPAL-SEMARNAT",{"$f":"E83*(1+$D$13)^(H79-E79)","v":5590.1246069800172},{"$f":"IF(I78<=$D$53,H83*(1+$D$13),\"\")","v":5813.7295912592181},{"$f":"IF(J78<=$D$53,I83*(1+$D$13),\"\")","v":6046.2787749095869},6288.1299259059706,6539.6551229422093,6801.2413278598979,7073.2909809742941,7356.2226202132661,7650.4715250217969,7956.4903860226686,8274.7500014635752,8605.7400015221192,8949.969601583005,9307.9683856463253,9680.2871210721787,10067.498605915067,10470.19855015167,10889.006492157738,11324.566751844048,11777.549421917811,12248.651398794524,12738.597454746305,13248.141352936158,13778.067007053605,14329.189687335749,14902.357274829179,15498.451565822346,16118.389628455241,16763.125213593452,17433.650222137192,18130.99623102268,18856.236080263589,19610.485523474134,20394.904944413098,21210.701142189624,22059.12918787721,22941.4943553923,23859.154129607992,24813.520294792314,25806.061106584006,26838.303550847366]
[null,"Crisis aguda de asma",null,null,{"$f":"338*10.77","v":3640.2599999999998},"pesos/caso","CEPAL-SEMARNAT",{"$f":"E84*(1+$D$13)^(H79-E79)","v":6555.9026053566085},{"$f":"IF(I78<=$D$53,H84*(1+$D$13),\"\")","v":6818.1387095708733},{"$f":"IF(J78<=$D$53,I84*(1+$D$13),\"\")","v":7090.8642579537081},7374.4988282718568,7669.4787814027313,7976.2579326588411,8295.3082499651955,8627.1205799638028,8972.2054031623557,9331.0936192888494,9704.3373640604041,10092.51085862282,10496.211292967733,10916.059744686443,11352.702134473901,11806.810219852858,12279.082628646973,12770.245933792852,13281.055771144567,13812.29800199035,14364.789922069964,14939.381518952763,15536.956779710874,16158.43505089931,16804.772452935282,17476.963351052695,18176.041885094804,18903.083560498599,19659.206902918544,20445.575179035288,21263.3981861967,22113.934113644569,22998.491478190354,23918.43113731797,24875.168382810691,25870.175118123119,26904.982122848043,27981.181407761967,29100.428664072446,30264.445810635345,31475.023643060758]
[]
[null,"PÉRDIDA DE PRODUCTIVIDAD"]
[null,"Enfermedad",null,null,"Días","Fuente","Unidades","Año"]
[null,null,null,null,null,null,null,0,1,2,3,4,5,6,7,8,9,10,11,12,13,14,15,16,17,18,19,20,21,22,23,24,25,26,27,28,29,30,31,32,33,34,35,36,37,38,39,40]
[null,null,null,null,null,null,null,{"$f":"D12","v":2019},{"$f":"H89+1","v":2020},{"$f":"I89+1","v":2021},{"$f":"J89+1","v":2022},{"$f":"K89+1","v":2023},{"$f":"L89+1","v":2024},{"$f":"M89+1","v":2025},{"$f":"N89+1","v":2026},{"$f":"O89+1","v":2027},{"$f":"P89+1","v":2028},{"$f":"Q89+1","v":2029},{"$f":"R89+1","v":2030},{"$f":"S89+1","v":2031},{"$f":"T89+1","v":2032},{"$f":"U89+1","v":2033},{"$f":"V89+1","v":2034},{"$f":"W89+1","v":2035},{"$f":"X89+1","v":2036},{"$f":"Y89+1","v":2037},{"$f":"Z89+1","v":2038},{"$f":"AA89+1","v":2039},{"$f":"AB89+1","v":2040},{"$f":"AC89+1","v":2041},{"$f":"AD89+1","v":2042},{"$f":"AE89+1","v":2043},{"$f":"AF89+1","v":2044},{"$f":"AG89+1","v":2045},{"$f":"AH89+1","v":2046},{"$f":"AI89+1","v":2047},{"$f":"AJ89+1","v":2048},{"$f":"AK89+1","v":2049},{"$f":"AL89+1","v":2050},{"$f":"AM89+1","v":2051},{"$f":"AN89+1","v":2052},{"$f":"AO89+1","v":2053},{"$f":"AP89+1","v":2054},{"$f":"AQ89+1","v":2055},{"$f":"AR89+1","v":2056},{"$f":"AS89+1","v":2057},{"$f":"AT89+1","v":2058},{"$f":"AU89+1","v":2059}]
[null,"Bronquitis crónica ",null,null,7,"CEPAL-SEMARNAT","pesos/caso",{"$f":"E90*D99*(1+D13)^(H89-D98)","v":2533.44},{"$f":"IF(I88<=$D$53,H90*(1+$D$13),\"\")","v":2634.7776000000003},2740.1687040000006,2849.7754521600009,2963.7664702464012,3082.3171290562573,3205.6098142185078,3333.8342067872481,3467.1875750587383,3605.8750780610881,3750.1100811835317,3900.1144844308733,4056.1190638081084,4218.3638263604325,4387.0983794148497,4562.5823145914437,4745.0856071751014,4934.8890314621058,5132.2845927205899,5337.5759764294135,5551.0790154865899,5773.1221761060533,6004.0470631502958,6244.2089456763078,6493.9773035033604,6753.7363956434947,7023.8858514692347,7304.8412855280039,7597.0349369491241,7900.9163344270892,8216.9529878041722,8545.6311073163397,8887.4563516089929,9242.9546056733525,9612.6727899002872,9997.1797014962995,10397.066889556152,10812.949565138399,11245.467547743934,11695.286249653693,12163.09769963984]
[null,"Días de actividad restringida ",null,null,1,"CEPAL-SEMARNAT","pesos/caso",{"$f":"E91*D99*(1+D13)^(H89-D98)","v":361.92},{"$f":"IF(I88<=$D$53,H91*(1+$D$13),\"\")","v":376.39680000000004},391.45267200000006,407.11077888000005,423.39521003520008,440.33101843660808,457.94425917407244,476.26202954103536,495.31251072267679,515.12501115158386,535.73001159764726,557.15921206155315,579.44558054401534,602.62340376577595,626.72833991640698,651.79747351306332,677.86937245358592,704.98414735172935,733.18351324579851,762.51085377563049,793.01128792665577,824.73173944372206,857.72100902147099,892.02984938232987,927.71104335762311,964.81948509192807,1003.4122644956052,1043.5487550754294,1085.2907052784467,1128.7023334895846,1173.8504268291681,1220.8044439023349,1269.6366216584283,1320.4220865247655,1373.2389699857563,1428.1685287851865,1485.295269936594,1544.7070807340579,1606.4953639634202,1670.7551785219571,1737.5853856628355]
[null,"Ingresos hospitalarios (respiratorios)",null,null,8,"CEPAL-SEMARNAT","pesos/caso",{"$f":"E92*D99*(1+D13)^(H89-D98)","v":2895.36},{"$f":"IF(I88<=$D$53,H92*(1+$D$13),\"\")","v":3011.1744000000003},3131.6213760000005,3256.8862310400004,3387.1616802816006,3522.6481474928646,3663.5540733925795,3810.0962363282829,3962.5000857814143,4121.0000892126709,4285.8400927811781,4457.2736964924252,4635.5646443521227,4820.9872301262076,5013.8267193312558,5214.3797881045066,5422.9549796286874,5639.8731788138348,5865.4681059663881,6100.086830205044,6344.0903034132461,6597.8539155497765,6861.7680721717679,7136.238795058639,7421.6883468609849,7718.5558807354246,8027.2981159648416,8348.3900406034354,8682.3256422275736,9029.6186679166767,9390.8034146333448,9766.4355512186794,10157.092973267427,10563.376692198124,10985.91175988605,11425.348230281492,11882.362159492752,12357.656645872463,12851.962911707362,13366.041428175657,13900.683085302684]
[null,"Ingresos hospitalarios (vasculares)",null,null,8,"CEPAL-SEMARNAT","pesos/caso",{"$f":"E93*D99*(1+D13)^(H89-D98)","v":2895.36},{"$f":"IF(I88<=$D$53,H93*(1+$D$13),\"\")","v":3011.1744000000003},{"$f":"IF(J88<=$D$53,I93*(1+$D$13),\"\")","v":3131.6213760000005},3256.8862310400004,3387.1616802816006,3522.6481474928646,3663.5540733925795,3810.0962363282829,3962.5000857814143,4121.0000892126709,4285.8400927811781,4457.2736964924252,4635.5646443521227,4820.9872301262076,5013.8267193312558,5214.3797881045066,5422.9549796286874,5639.8731788138348,5865.4681059663881,6100.086830205044,6344.0903034132461,6597.8539155497765,6861.7680721717679,7136.238795058639,7421.6883468609849,7718.5558807354246,8027.2981159648416,8348.3900406034354,8682.3256422275736,9029.6186679166767,9390.8034146333448,9766.4355512186794,10157.092973267427,10563.376692198124,10985.91175988605,11425.348230281492,11882.362159492752,12357.656645872463,12851.962911707362,13366.041428175657,13900.683085302684]
[null,"Visitas a urgencias",null,null,5,"CEPAL-SEMARNAT","pesos/caso",{"$f":"E94*D99*(1+D13)^(H89-D98)","v":1809.6000000000001},{"$f":"IF(I88<=$D$53,H94*(1+$D$13),\"\")","v":1881.9840000000002},{"$f":"IF(J88<=$D$53,I94*(1+$D$13),\"\")","v":1957.2633600000001},2035.5538944000002,2116.9760501760002,2201.6550921830403,2289.7212958703622,2381.3101477051769,2476.5625536133839,2575.6250557579192,2678.6500579882359,2785.7960603077654,2897.2279027200761,3013.1170188288793,3133.6416995820346,3258.9873675653162,3389.3468622679288,3524.9207367586459,3665.9175662289917,3812.5542688781516,3965.0564396332779,4123.6586972186096,4288.6050451073543,4460.1492469116483,4638.5552167881142,4824.0974254596385,5017.0613224780245,5217.7437753771455,5426.4535263922317,5643.5116674479214,5869.2521341458387,6104.0222195116721,6348.183108292139,6602.1104326238246,6866.1948499287782,7140.8426439259292,7426.4763496829664,7723.5354036702856,8032.4768198170977,8353.7758926097813,8687.926928314173]
[null,"Crisis de asma",null,null,1,"CEPAL-SEMARNAT","pesos/caso",{"$f":"E95*D99*(1+D13)^(H89-D98)","v":361.92},{"$f":"IF(I88<=$D$53,H95*(1+$D$13),\"\")","v":376.39680000000004},{"$f":"IF(J88<=$D$53,I95*(1+$D$13),\"\")","v":391.45267200000006},407.11077888000005,423.39521003520008,440.33101843660808,457.94425917407244,476.26202954103536,495.31251072267679,515.12501115158386,535.73001159764726,557.15921206155315,579.44558054401534,602.62340376577595,626.72833991640698,651.79747351306332,677.86937245358592,704.98414735172935,733.18351324579851,762.51085377563049,793.01128792665577,824.73173944372206,857.72100902147099,892.02984938232987,927.71104335762311,964.81948509192807,1003.4122644956052,1043.5487550754294,1085.2907052784467,1128.7023334895846,1173.8504268291681,1220.8044439023349,1269.6366216584283,1320.4220865247655,1373.2389699857563,1428.1685287851865,1485.295269936594,1544.7070807340579,1606.4953639634202,1670.7551785219571,1737.5853856628355]
[]
[null,"Variable",null,"Año","Unidades","Fuente"]
[null,null,null,2018]
[null,"Ingreso diario promedio",null,348,"pesos/día","IMSS"]
[]
[null,"VOLUNTAD A PAGAR"]
[null,"Enfermedad",null,null,"Año","Unidades","Fuente","Año"]
[null,null,null,null,null,null,null,0,1,2,3,4,5,6,7,8,9,10,11,12,13,14,15,16,17,18,19,20,21,22,23,24,25,26,27,28,29,30,31,32,33,34,35,36,37,38,39,40]
[null,null,null,null,2004,null,null,{"$f":"D12","v":2019},{"$f":"H104+1","v":2020},{"$f":"I104+1","v":2021},{"$f":"J104+1","v":2022},{"$f":"K104+1","v":2023},{"$f":"L104+1","v":2024},{"$f":"M104+1","v":2025},{"$f":"N104+1","v":2026},{"$f":"O104+1","v":2027},{"$f":"P104+1","v":2028},{"$f":"Q104+1","v":2029},{"$f":"R104+1","v":2030},{"$f":"S104+1","v":2031},{"$f":"T104+1","v":2032},{"$f":"U104+1","v":2033},{"$f":"V104+1","v":2034},{"$f":"W104+1","v":2035},{"$f":"X104+1","v":2036},{"$f":"Y104+1","v":2037},{"$f":"Z104+1","v":2038},{"$f":"AA104+1","v":2039},{"$f":"AB104+1","v":2040},{"$f":"AC104+1","v":2041},{"$f":"AD104+1","v":2042},{"$f":"AE104+1","v":2043},{"$f":"AF104+1","v":2044},{"$f":"AG104+1","v":2045},{"$f":"AH104+1","v":2046},{"$f":"AI104+1","v":2047},{"$f":"AJ104+1","v":2048},{"$f":"AK104+1","v":2049},{"$f":"AL104+1","v":2050},{"$f":"AM104+1","v":2051},{"$f":"AN104+1","v":2052},{"$f":"AO104+1","v":2053},{"$f":"AP104+1","v":2054},{"$f":"AQ104+1","v":2055},{"$f":"AR104+1","v":2056},{"$f":"AS104+1","v":2057},{"$f":"AT104+1","v":2058},{"$f":"AU104+1","v":2059}]
[null,"Bronquitis crónica ",null,null,{"$f":"80188*10.777777777","v":864248.44438207604},"pesos/caso","CEPAL-SEMARNAT",{"$f":"E105*(1+$D$13)^(H104-E104)","v":1556462.6230543556},{"$f":"IF(I103<=$D$53,H105*(1+$D$13),\"\")","v":1618721.12797653},1683469.9730955912,1750808.7720194149,1820841.1229001917,1893674.7678161995,1969421.7585288475,2048198.6288700015,2130126.5740248016,2215331.6369857937,2303944.9024652257,2396102.6985638347,2491946.8065063884,2591624.6787666441,2695289.6659173099,2803101.2525540022,2915225.3026561625,3031834.3147624093,3153107.687352906,3279231.9948470225,3410401.2746409033,3546817.3256265395,3688690.0186516014,3836237.6193976654,3989687.1241735723,4149274.6091405153,4315245.593506136,4487855.4172463818,4667369.6339362375,4854064.4192936867,5048226.9960654341,5250156.0759080518,5460162.3189443741,5678568.811702149,5905711.5641702348,6141940.0267370446,6387617.6278065266,6643122.3329187883,6908847.2262355397,7185201.1152849616,7472609.1598963607]
[null,"Días de actividad restringida ",null,null,{"$f":"20*10.777777","v":215.55554000000001},"pesos/caso","CEPAL-SEMARNAT",{"$f":"E106*(1+$D$13)^(H104-E104)","v":388.20334983903643},{"$f":"IF(I103<=$D$53,H106*(1+$D$13),\"\")","v":403.73148383259792},419.88074318590185,436.67597291333794,454.14301182987145,472.30873230306634,491.20108159518901,510.84912485899656,531.28308985335639,552.53441344749069,574.63578998539037,597.62122158480599,621.52607044819831,646.38711326612622,672.24259779677129,699.13230170864222,727.09759377698788,756.18149752806744,786.42875742919011,817.8859077263578,850.60134403541213,884.62539779682868,920.01041370870189,956.81083025705004,995.08326346733213,1034.8865940060255,1076.2820577662665,1119.3333400769172,1164.1066736799939,1210.6709406271937,1259.0977782522814,1309.4616893823727,1361.8401569576677,1416.3137632359744,1472.9663137654134,1531.8849663160299,1593.1603649686713,1656.8867795674182,1723.1622507501149,1792.0887407801197,1863.7722904113245]
[null,"Ingresos hospitalarios (respiratorios)",null,null,{"$f":"188*10.777777777","v":2026.2222220760002},"pesos/caso","CEPAL-SEMARNAT",{"$f":"E107*(1+$D$13)^(H104-E104)","v":3649.1117515615661},{"$f":"IF(I103<=$D$53,H107*(1+$D$13),\"\")","v":3795.0762216240287},3946.8792704889897,4104.7544413085498,4268.9446189608916,4439.7024037193278,4617.2904998681006,4801.9821198628251,4994.0614046573382,5193.8238608436322,5401.576815277378,5617.6398878884729,5842.3454834040122,6076.0393027401733,6319.0808748497802,6571.8441098437715,6834.7178742375227,7108.1065892070237,7392.4308527753046,7688.1280868863169,7995.6532103617701,8315.479338776242,8648.0985123272912,8994.0224528203835,9353.7833509331995,9727.9346849705271,10117.052072369348,10521.734155264123,10942.603521474688,11380.307662333676,11835.519968827024,12308.940767580105,12801.29839828331,13313.350334214643,13845.884347583229,14399.719721486559,14975.708510346021,15574.736850759862,16197.726324790257,16845.635377781869,17519.460792893144]
[null,"Ingresos hospitalarios (vasculares)",null,null,{"$f":"188*10.777777777","v":2026.2222220760002},"pesos/caso","CEPAL-SEMARNAT",{"$f":"E108*(1+$D$13)^(H104-E104)","v":3649.1117515615661},{"$f":"IF(I103<=$D$53,H108*(1+$D$13),\"\")","v":3795.0762216240287},{"$f":"IF(J103<=$D$53,I108*(1+$D$13),\"\")","v":3946.8792704889897},4104.7544413085498,4268.9446189608916,4439.7024037193278,4617.2904998681006,4801.9821198628251,4994.0614046573382,5193.8238608436322,5401.576815277378,5617.6398878884729,5842.3454834040122,6076.0393027401733,6319.0808748497802,6571.8441098437715,6834.7178742375227,7108.1065892070237,7392.4308527753046,7688.1280868863169,7995.6532103617701,8315.479338776242,8648.0985123272912,8994.0224528203835,9353.7833509331995,9727.9346849705271,10117.052072369348,10521.734155264123,10942.603521474688,11380.307662333676,11835.519968827024,12308.940767580105,12801.29839828331,13313.350334214643,13845.884347583229,14399.719721486559,14975.708510346021,15574.736850759862,16197.726324790257,16845.635377781869,17519.460792893144]
[null,"Visitas a urgencias",null,null,{"$f":"97*10.77777","v":1045.4436900000001},"pesos/caso","CEPAL-SEMARNAT",{"$f":"E109*(1+$D$13)^(H104-E104)","v":1882.7850238786864},{"$f":"IF(I103<=$D$53,H109*(1+$D$13),\"\")","v":1958.0964248338339},{"$f":"IF(J103<=$D$53,I109*(1+$D$13),\"\")","v":2036.4202818271874},2117.877093100275,2202.5921768242861,2290.6958638972574,2382.3236984531477,2477.6166463912737,2576.7213122469248,2679.7901647368017,2786.9817713262737,2898.4610421793245,3014.3994838664976,3134.9754632211575,3260.3744817500037,3390.7894610200042,3526.4210394608044,3667.4778810392368,3814.1769962808062,3966.7440761320386,4125.4138391773204,4290.4303927444134,4462.0476084541897,4640.5295127923573,4826.1506933040519,5019.1967210362145,5219.9645898776635,5428.7631734727702,5645.913700411681,5871.7502484281486,6106.6202583652748,6350.8850686998858,6604.920471447881,6869.1172903057968,7143.8819819180289,7429.63726119475,7726.8227516425404,8035.8956617082422,8357.3314881765727,8691.6247477036359,9039.2897376117817]
[null,"Crisis de asma",null,null,{"$f":"87*10.77777","v":937.66599000000008},"pesos/caso","CEPAL-SEMARNAT",{"$f":"E110*(1+$D$13)^(H104-E104)","v":1688.6834750252137},{"$f":"IF(I103<=$D$53,H110*(1+$D$13),\"\")","v":1756.2308140262223},{"$f":"IF(J103<=$D$53,I110*(1+$D$13),\"\")","v":1826.4800465872713},1899.5392484507622,1975.5208183887928,2054.5416511243448,2136.7233171693188,2222.1922498560916,2311.0799398503354,2403.5231374443488,2499.6640629421227,2599.6506254598075,2703.6366504782,2811.7821164973279,2924.2534011572211,3041.2235372035102,3162.8724786916509,3289.3873778393172,3420.9628729528899,3557.8013878710058,3700.113443385846,3848.1179811212801,4002.0427003661316,4162.1244083807769,4328.6093847160082,4501.7537601046488,4681.8239105088351,4869.0968669291888,5063.8607416063569,5266.4151712706116,5477.0717781214362,5696.154649246294,5924.0008352161458,6160.9608686247921,6407.3993033697843,6663.6952755045759,6930.2430865247588,7207.4528099857498,7495.7509223851803,7795.5809592805881,8107.404197651812]
[]
[null,"MORTALIDAD POR EXPOSICIÓN"]
[null,"Enfermedad",null,null,"Valor año de vida perdido","Unidades","Años de vida perdidos","Fuente","Año"]
[null,null,null,null,"Año",null,null,null,0,1,2,3,4,5,6,7,8,9,10,11,12,13,14,15,16,17,18,19,20,21,22,23,24,25,26,27,28,29,30,31,32,33,34,35,36,37,38,39,40]
[null,null,null,null,2004,null,null,null,{"$f":"D12","v":2019},{"$f":"I115+1","v":2020},{"$f":"J115+1","v":2021},{"$f":"K115+1","v":2022},{"$f":"L115+1","v":2023},{"$f":"M115+1","v":2024},{"$f":"N115+1","v":2025},{"$f":"O115+1","v":2026},{"$f":"P115+1","v":2027},{"$f":"Q115+1","v":2028},{"$f":"R115+1","v":2029},{"$f":"S115+1","v":2030},{"$f":"T115+1","v":2031},{"$f":"U115+1","v":2032},{"$f":"V115+1","v":2033},{"$f":"W115+1","v":2034},{"$f":"X115+1","v":2035},{"$f":"Y115+1","v":2036},{"$f":"Z115+1","v":2037},{"$f":"AA115+1","v":2038},{"$f":"AB115+1","v":2039},{"$f":"AC115+1","v":2040},{"$f":"AD115+1","v":2041},{"$f":"AE115+1","v":2042},{"$f":"AF115+1","v":2043},{"$f":"AG115+1","v":2044},{"$f":"AH115+1","v":2045},{"$f":"AI115+1","v":2046},{"$f":"AJ115+1","v":2047},{"$f":"AK115+1","v":2048},{"$f":"AL115+1","v":2049},{"$f":"AM115+1","v":2050},{"$f":"AN115+1","v":2051},{"$f":"AO115+1","v":2052},{"$f":"AP115+1","v":2053},{"$f":"AQ115+1","v":2054},{"$f":"AR115+1","v":2055},{"$f":"AS115+1","v":2056},{"$f":"AT115+1","v":2057},{"$f":"AU115+1","v":2058},{"$f":"AV115+1","v":2059}]
[null,"Mortalidad por exposición aguda",null,null,{"$f":"22917*10.7777","v":246992.55089999997},"pesos/caso",0.5,"CEPAL-SEMARNAT",{"$f":"(E116*G116)*(1+$D$13)^(I115-E115)","v":222409.81522597076},{"$f":"IF(J114<=$D$53,I116*(1+$D$13),\"\")","v":231306.20783500958},240558.45614840998,250180.79439434639,260188.02617012025,270595.54721692507,281419.36910560209,292676.14386982616,304383.1896246192,316558.51720960398,329220.85789798817,342389.69221390772,356085.27990246407,370328.69109856262,385141.83874250512,400547.51229220536,416569.41278389358,433232.18929524935,450561.47686705936,468583.93594174174,487327.29337941145,506820.3851145879,527093.20051917143,548176.92853993829,570104.00568153581,592908.16590879729,616624.49254514917,641289.47224695515,666941.05113683338,693618.69318230671,721363.44090959895,750217.97854598297,780226.69768782228,811435.76559533516,843893.19621914858,877648.9240679146,912754.88103063125,949265.07627185655,987235.67932273087,1026725.1064956401,1067794.1107554657]
[null,"Mortalidad por exposición crónica",null,null,{"$f":"13327*10.777","v":143625.079},"pesos/caso",10,"CEPAL-SEMARNAT",{"$f":"(E117*G117)*(1+$D$13)^(I115-E115)","v":2586606.5325296787},{"$f":"IF(J114<=$D$53,I117*(1+$D$13),\"\")","v":2690070.793830866},2797673.6255841008,2909580.5706074648,3025963.7934317635,3147002.3451690343,3272882.4389757956,3403797.7365348274,3539949.6459962204,3681547.6318360693,3828809.5371095124,3981961.9185938928,4141240.3953376487,4306890.0111511545,4479165.6115972009,4658332.2360610887,4844665.525503532,5038452.1465236731,5239990.2323846202,5449589.8416800052,5667573.435347206,5894276.372761094,6130047.4276715377,6375249.3247783994,6630259.2977695353,6895469.6696803169,7171288.4564675298,7458139.9947262313,7756465.5945152808,8066724.2182958927,8389393.1870277282,8724968.9145088382,9073967.6710891929,9436926.3779327609,9814403.4330500718,10206979.570372075,10615258.753186958,11039869.103314437,11481463.867447015,11940722.422144895,12418351.319030691]
[]
[null,"COSTOS TOTALES POR CASO"]
[null,"Enfermedad",null,null,"Costo total ","Año"]
[null,null,null,null,null,0,1,2,3,4,5,6,7,8,9,10,11,12,13,14,15,16,17,18,19,20,21,22,23,24,25,26,27,28,29,30,31,32,33,34,35,36,37,38,39,40]
[null,null,null,null,"Unidades",{"$f":"D12","v":2019},{"$f":"F122+1","v":2020},{"$f":"G122+1","v":2021},{"$f":"H122+1","v":2022},{"$f":"I122+1","v":2023},{"$f":"J122+1","v":2024},{"$f":"K122+1","v":2025},{"$f":"L122+1","v":2026},{"$f":"M122+1","v":2027},{"$f":"N122+1","v":2028},{"$f":"O122+1","v":2029},{"$f":"P122+1","v":2030},{"$f":"Q122+1","v":2031},{"$f":"R122+1","v":2032},{"$f":"S122+1","v":2033},{"$f":"T122+1","v":2034},{"$f":"U122+1","v":2035},{"$f":"V122+1","v":2036},{"$f":"W122+1","v":2037},{"$f":"X122+1","v":2038},{"$f":"Y122+1","v":2039},{"$f":"Z122+1","v":2040},{"$f":"AA122+1","v":2041},{"$f":"AB122+1","v":2042},{"$f":"AC122+1","v":2043},{"$f":"AD122+1","v":2044},{"$f":"AE122+1","v":2045},{"$f":"AF122+1","v":2046},{"$f":"AG122+1","v":2047},{"$f":"AH122+1","v":2048},{"$f":"AI122+1","v":2049},{"$f":"AJ122+1","v":2050},{"$f":"AK122+1","v":2051},{"$f":"AL122+1","v":2052},{"$f":"AM122+1","v":2053},{"$f":"AN122+1","v":2054},{"$f":"AO122+1","v":2055},{"$f":"AP122+1","v":2056},{"$f":"AQ122+1","v":2057},{"$f":"AR122+1","v":2058},{"$f":"AS122+1","v":2059}]
[null,"Bronquitis crónica ",null,null,"pesos/caso",{"$f":"H80+H90+H105","v":1926644.0720241833},{"$f":"IF(G121<=$D$53,F123*(1+$D$13),\"\")","v":2003709.8349051508},2083858.228301357,2167212.5574334115,2253901.0597307482,2344057.1021199781,2437819.3862047773,2535332.1616529683,2636745.4481190871,2742215.2660438507,2851903.8766856049,2965980.0317530292,3084619.2330231504,3208004.0023440765,3336324.1624378399,3469777.1289353538,3608568.2140927683,3752910.9426564793,3903027.3803627384,4059148.4755772483,4221514.4146003388,4390374.9911843529,4565989.9908317272,4748629.5904649962,4938574.7740835967,5136117.7650469411,5341562.4756488185,5555224.9746747715,5777433.9736617627,6008531.3326082332,6248872.5859125629,6498827.4893490653,6758780.5889230277,7029131.8124799486,7310297.0849791467,7602708.9683783129,7906817.3271134458,8223090.0201979838,8552013.6210059039,8894094.1658461411,9249857.9324799869]
[null,"Días de actividad restringida ",null,null,"pesos/caso",{"$f":"H91+H106","v":750.12334983903645},{"$f":"IF(G121<=$D$53,F124*(1+$D$13),\"\")","v":780.12828383259796},811.33341518590191,843.786751793338,877.53822186507159,912.63975073967447,949.14534076926145,987.11115440003198,1026.5956005760333,1067.6594245990748,1110.3658015830379,1154.7804336463594,1200.9716509922139,1249.0105170319025,1298.9709377131787,1350.929775221706,1404.9669662305744,1461.1656448797974,1519.6122706749893,1580.396761501989,1643.6126319620687,1709.3571372405515,1777.7314227301736,1848.8406796393806,1922.7943068249558,1999.7060790979542,2079.6943222618725,2162.8820951523476,2249.3973789584415,2339.3732741167792,2432.9482050814504,2530.2661332847083,2631.4767786160969,2736.7358497607411,2846.205283751171,2960.0534951012178,3078.4556349052664,3201.593860301477,3329.6576147135361,3462.8439193020777,3601.3576760741607]
[null,"Ingresos hospitalarios (respiratorios)",null,null,"pesos/caso",{"$f":"H81+H92+H107","v":51886.626281603152},{"$f":"IF(G121<=$D$53,F125*(1+$D$13),\"\")","v":53962.091332867283},56120.574986181979,58365.397985629257,60700.013905054431,63128.014461256607,65653.135039706875,68279.260441295148,71010.430858946958,73850.848093304841,76804.882017037031,79877.077297718512,83072.160389627257,86395.046805212347,89850.848677420843,93444.882624517675,97182.677929498386,101069.98504667832,105112.78444854546,109317.29582648727,113689.98765954676,118237.58716592863,122967.09065256578,127885.77427866841,133001.20524981516,138321.25345980778,143854.1035982001,149608.26774212811,155592.59845181325,161816.30238988579,168288.95448548123,175020.51266490048,182021.33317149652,189302.18649835637,196874.27395829064,204749.24491662227,212939.21471328716,221456.78330181865,230315.05463389141,239527.65681924709,249108.76309201698]
[null,"Ingresos hospitalarios (vasculares)",null,null,"pesos/caso",{"$f":"H82+H93+H108","v":232110.04443718368},{"$f":"IF(G121<=$D$53,F126*(1+$D$13),\"\")","v":241394.44621467104},{"$f":"IF(H121<=$D$53,G126*(1+$D$13),\"\")","v":251050.22406325789},261092.23302578821,271535.92234681977,282397.35924069257,293693.25361032027,305440.98375473311,317658.62310492247,330364.96802911937,343579.56675028417,357322.74942029553,371615.65939710737,386480.28577299166,401939.49720391136,418017.0770920678,434737.76017575053,452127.27058278059,470212.36140609183,489020.85586233553,508581.69009682897,528924.95770070213,550081.95600873022,572085.23424907948,594968.6436190427,618767.38936380448,643518.08493835665,669258.80833589099,696029.16066932667,723870.32709609973,752825.14017994376,782938.14578714152,814255.67161862715,846825.89848337229,880698.93442270719,915926.89179961546,952563.96747160016,990666.52617046423,1030293.1872172828,1071504.9147059743,1114365.1112942132]
[null,"Visitas a urgencias",null,null,"pesos/caso",{"$f":"H83+H94+H109","v":9282.5096308587035},{"$f":"IF(G121<=$D$53,F127*(1+$D$13),\"\")","v":9653.8100160930517},{"$f":"IF(H121<=$D$53,G127*(1+$D$13),\"\")","v":10039.962416736775},10441.560913406245,10859.223349942495,11293.592283940196,11745.335975297803,12215.149414309715,12703.755390882105,13211.90560651739,13740.381830778086,14289.99710400921,14861.596988169578,15456.060867696362,16074.303302404218,16717.275434500389,17385.966451880406,18081.405109955624,18804.661314353849,19556.847766928004,20339.121677605126,21152.686544709333,21998.794006497708,22878.745766757616,23793.895597427923,24745.651421325041,25735.477478178043,26764.896577305168,27835.492440397375,28948.912138013271,30106.868623533803,31311.143368475157,32563.589103214166,33866.132667342732,35220.777974036442,36629.609092997904,38094.793456717824,39618.585194986539,41203.328602786001,42851.461746897439,44565.520216773337]
[null,"Crisis aguda de asma",null,null,"pesos/caso",{"$f":"H84+H95+H110","v":8606.5060803818233},{"$f":"IF(G121<=$D$53,F128*(1+$D$13),\"\")","v":8950.7663235970958},{"$f":"IF(H121<=$D$53,G128*(1+$D$13),\"\")","v":9308.7969765409798},9681.1488556026197,10068.394809826725,10471.130602219793,10889.975826308586,11325.57485936093,11778.597853735368,12249.741767884783,12739.731438600174,13249.320696144181,13779.293523989949,14330.465264949547,14903.683875547529,15499.831230569431,16119.824479792209,16764.617458983899,17435.202157343258,18132.610243636987,18857.914653382468,19612.231239517769,20396.720489098479,21212.58930866242,22061.092881008917,22943.536596249276,23861.278060099248,24815.729182503219,25808.358349803348,26840.692683795482,27914.320391147303,29030.893206793196,30192.128935064924,31399.814092467521,32655.806656166224,33962.038922412874,35320.520479309387,36733.341298481762,38202.674950421031,39730.781948437871,41320.013226375384]
[null,"Mortalidad por exposición aguda",null,null,"pesos/caso",{"$f":"I116","v":222409.81522597076},{"$f":"IF(G121<=$D$53,F129*(1+$D$13),\"\")","v":231306.20783500958},240558.45614840998,250180.79439434639,260188.02617012025,270595.54721692507,281419.36910560209,292676.14386982616,304383.1896246192,316558.51720960398,329220.85789798817,342389.69221390772,356085.27990246407,370328.69109856262,385141.83874250512,400547.51229220536,416569.41278389358,433232.18929524935,450561.47686705936,468583.93594174174,487327.29337941145,506820.3851145879,527093.20051917143,548176.92853993829,570104.00568153581,592908.16590879729,616624.49254514917,641289.47224695515,666941.05113683338,693618.69318230671,721363.44090959895,750217.97854598297,780226.69768782228,811435.76559533516,843893.19621914858,877648.9240679146,912754.88103063125,949265.07627185655,987235.67932273087,1026725.1064956401,1067794.1107554657]
[null,"Mortalidad por exposición crónica",null,null,"pesos/caso",{"$f":"I117","v":2586606.5325296787},{"$f":"IF(G121<=$D$53,F130*(1+$D$13),\"\")","v":2690070.793830866},2797673.6255841008,2909580.5706074648,3025963.7934317635,3147002.3451690343,3272882.4389757956,3403797.7365348274,3539949.6459962204,3681547.6318360693,3828809.5371095124,3981961.9185938928,4141240.3953376487,4306890.0111511545,4479165.6115972009,4658332.2360610887,4844665.525503532,5038452.1465236731,5239990.2323846202,5449589.8416800052,5667573.435347206,5894276.372761094,6130047.4276715377,6375249.3247783994,6630259.2977695353,6895469.6696803169,7171288.4564675298,7458139.9947262313,7756465.5945152808,8066724.2182958927,8389393.1870277282,8724968.9145088382,9073967.6710891929,9436926.3779327609,9814403.4330500718,10206979.570372075,10615258.753186958,11039869.103314437,11481463.867447015,11940722.422144895,12418351.319030691]
[]
[null,"COEFICIENTES DE AJUSTE"]
[null,"Factores de ajuste",null,null,null,null,null,null,null,null,"Fuente"]
[null,"Símbolo","Significado",null,null,null,null,"Valor",null,"Unidades"]
[null,"ρREG","Densidad poblacional regional",null,null,null,null,{"$f":"'Base Localidades'!I2207","v":2.5959851897248789E-5},null,"personas/m2","INEGI"]
[null,"ρREG_REF","Tomado del promedio nacional",null,null,null,null,{"$f":"'Base Localidades'!AG2208","v":8.0000000000000007E-5},null,"personas/m2","OIEA"]
[null,"ρLOCAL","Densidad poblacional local",null,null,null,null,{"$f":"'Base Localidades'!G2207","v":1.9934183385245829E-7},null,"personas/m2","INEGI"]
[null,"ρLOCAL_REF","Tomado del promedio nacional",null,null,null,null,{"$f":"'Base Localidades'!AG2207","v":5.5999999999999999E-5},null,"personas/m2","OIEA"]
[null,"γLOCAL ","Fracción del impacto total correspondiente al dominio local",null,null,null,null,{"$f":"IF((H137/H135)>1,0.85,0.2574*(H137/H135)^0.4715)","v":2.5913478778724471E-2},null,null,"INEGI"]
[null,"γLOCAL_REF","Tomado del promedio nacional local y regional",null,null,null,null,{"$f":"IF((H138/H136)>1,0.85,0.2574*(H138/H136)^0.4715)","v":0.21755660272708097},null,null,"OIEA"]
[null,"kSO2","Velocidad de decaimiento del SO2",null,null,null,null,{"$f":"C24","v":7.3000000000000001E-3},null,"m/s","OIEA"]
[null,"kNOx","Velocidad de decaimiento del NOx",null,null,null,null,{"$f":"C25","v":1.47E-2},null,"m/s","OIEA"]
[null,"kPM10","Velocidad de decaimiento del PM10",null,null,null,null,{"$f":"C22","v":6.7000000000000002E-3},null,"m/s","OIEA"]
[null,"kREF","Velocidad de decaimiento de referencia",null,null,null,null,6.4000000000000003E-3,null,"m/s","OIEA"]
[null,"FGASES","Flujo de los gases estimado",null,null,null,null,61.125999999999998,null,"Nm3/s","OIEA"]
[null,"FREF","Flujo de los gases de referencia",null,null,null,null,61.125999999999998,null,"Nm3/s","OIEA"]
[null,"TGASES","Temperatura de los gases estimada",null,null,null,null,413,null,"K","OIEA"]
[null,"TREF","Temperatura de los gases referencia",null,null,null,null,413,null,"K","OIEA"]
[null,"hS","Altura de la chimenea",null,null,null,null,{"$f":"H53","v":50},null,"m","OIEA"]
[null,"CST","Relación entre la población referencia local y regional y la real",null,null,null,null,{"$f":"(H139*H137+(1-H139)*H135)/(H140*H138+(1-H140)*H136)","v":0.33822903100888796},null,null,"OIEA"]
[null,"bCF","Constante por facgtor de ajuste CF",null,null,null,null,{"$f":"'Base Localidades'!N2207","v":-5.6800000000000003E-2},null,null,"OIEA"]
[null,"aCT","Constante por facgtor de ajuste CT",null,null,null,null,{"$f":"'Base Localidades'!O2207","v":1.02},null,null,"OIEA"]
[null,"bCT","Constante por facgtor de ajuste CT",null,null,null,null,{"$f":"'Base Localidades'!P2207","v":-0.24460000000000001},null,null,"OIEA"]
[null,"aFs","Constantes por factor de ajuste FS",null,null,null,null,{"$f":"'Base Localidades'!Q2207","v":2.94},null,null,"OIEA"]
[null,"bFs","Constantes por factor de ajuste FS",null,null,null,null,{"$f":"'Base Localidades'!R2207","v":-0.20599999999999999},null,null,"OIEA"]
[null,"aFp","Constantes por factor de ajuste Fρ",null,null,null,null,{"$f":"'Base Localidades'!S2207","v":4.3499999999999996},null,null,"OIEA"]
[null,"bFp","Constantes por factor de ajuste Fρ",null,null,null,null,{"$f":"'Base Localidades'!T2207","v":-0.153},null,null,"OIEA"]
[null,"CP","Factor de ajuste por diferencia en las densidades regionales ",null,null,null,null,{"$f":"(H136/H135)*(H139+(1-H139)*H135/H136)","v":1.0539436140314875},null,null,"OIEA"]
[null,"CKSO2","Factor de ajuste para las velocidades de decaimiento del SO2",null,null,null,null,{"$f":"(H141/$H$144)*($H$139+(1-$H$139)*$H$144/H141)","v":1.0036440829532582},null,null,"OIEA"]
[null,"CKNOx","Factor de ajuste para las velocidades de decaimiento del NOx",null,null,null,null,{"$f":"(H142/$H$144)*($H$139+(1-$H$139)*H144/$H$142)","v":1.0336065427911583},null,null,"OIEA"]
[null,"CKPM10","Factor de ajuste para las velocidades de decaimiento del PM10",null,null,null,null,{"$f":"(H143/$H$144)*($H$139+(1-$H$139)*H144/$H$143)","v":1.0012146943177527},null,null,"OIEA"]
[null,"CF","Factor de ajuste por diferencia en los flujos de los gases",null,null,null,null,{"$f":"(H145/H146)^(H151)","v":1},null,null,"OIEA"]
[null,"CT","Factor de ajuste por diferencia en las temperaturas de los gases",null,null,null,null,{"$f":"H152*(H147/H148)^(H153)","v":1.02},null,null,"OIEA"]
[null,"FS","Factor de ajuste por la altura de la chimenea",null,null,null,null,{"$f":"H154*H149^H155","v":1.3132865894676014},null,null,"OIEA"]
[null,"Fρ","Factor de ajuste para la densidad poblacional y localización geográfica",null,null,null,null,{"$f":"H156*H149^H157*H150","v":0.8086446687909622},null,null,"OIEA"]
[]
[null,"CONSTANTES USADAS DE ACUERDO A LA DENSIDAD"]
[null,"Constantes usadas de acuerdo a la clasificación por densidad poblacional",null,null,null,null,null,null,null,null,null,null,null,null,"Fuente"]
[null,"Símbolo","Clasificación",null,null,null,"Valores para el factor CF",null,"Valores para el factor CT",null,"Valores para el factor FS",null,"Valores para el factor Fρ"]
[null,null,null,null,null,null,"b",null,"a","b","a","b","a","b"]
[null,1,"Corresponde a zonas rurales",null,null,null,-5.6800000000000003E-2,null,1.02,-0.24460000000000001,2.94,-0.20599999999999999,4.3499999999999996,-0.153,"OIEA"]
[null,2,"Corresponde a ciudades pequeñas",null,null,null,-0.10340000000000001,null,1.0349999999999999,-0.42880000000000001,1.52,-7.5999999999999998E-2,4.3499999999999996,-0.153,"OIEA"]
[null,3,"Corresponde a ciudades medianas",null,null,null,-0.10340000000000001,null,1.0349999999999999,-0.42880000000000001,1.38,-0.56000000000000005,4.3499999999999996,-0.153,"OIEA"]
[null,4,"Corresponde a ciudades grandes (a menos de 15 Km)",null,null,null,-0.1507,null,1.05,-0.6,1.47,-7.0999999999999994E-2,30.4,-0.374,"OIEA"]
[null,5,"Corresponde a ciudades grandes (a menos de 25 Km)",null,null,null,-0.10340000000000001,null,1.0349999999999999,-0.42880000000000001,1.4,-0.06,11.9,-0.248,"OIEA"]
[null,6,"Corresponde a ciudades grandes (a menos de 40 Km)",null,null,null,-0.10340000000000001,null,1.0349999999999999,-0.42880000000000001,1.5,-7.3999999999999996E-2,3.93,-0.14099999999999999,"OIEA"]
[null,7,"Corresponde a ciudades grandes (a más de 40 Km)",null,null,null,-0.10340000000000001,null,1.0349999999999999,-0.42880000000000001,1.52,-7.5999999999999998E-2,4.3499999999999996,-0.153,"OIEA"]
[]
[null,"EXTERNALIDADES POR SALUD"]
[null,"Tecnología",null,"Costos de salud por contaminante","Unidades","Valor Presente de los costos de salud por contaminante","Año"]
[null,null,null,null,null,null,0,1,2,3,4,5,6,7,8,9,10,11,12,13,14,15,16,17,18,19,20,21,22,23,24,25,26,27,28,29,30,31,32,33,34,35,36,37,38,39,40]
[null,null,null,null,null,null,{"$f":"D12","v":2019},{"$f":"G182+1","v":2020},{"$f":"H182+1","v":2021},{"$f":"I182+1","v":2022},{"$f":"J182+1","v":2023},{"$f":"K182+1","v":2024},{"$f":"L182+1","v":2025},{"$f":"M182+1","v":2026},{"$f":"N182+1","v":2027},{"$f":"O182+1","v":2028},{"$f":"P182+1","v":2029},{"$f":"Q182+1","v":2030},{"$f":"R182+1","v":2031},{"$f":"S182+1","v":2032},{"$f":"T182+1","v":2033},{"$f":"U182+1","v":2034},{"$f":"V182+1","v":2035},{"$f":"W182+1","v":2036},{"$f":"X182+1","v":2037},{"$f":"Y182+1","v":2038},{"$f":"Z182+1","v":2039},{"$f":"AA182+1","v":2040},{"$f":"AB182+1","v":2041},{"$f":"AC182+1","v":2042},{"$f":"AD182+1","v":2043},{"$f":"AE182+1","v":2044},{"$f":"AF182+1","v":2045},{"$f":"AG182+1","v":2046},{"$f":"AH182+1","v":2047},{"$f":"AI182+1","v":2048},{"$f":"AJ182+1","v":2049},{"$f":"AK182+1","v":2050},{"$f":"AL182+1","v":2051},{"$f":"AM182+1","v":2052},{"$f":"AN182+1","v":2053},{"$f":"AO182+1","v":2054},{"$f":"AP182+1","v":2055},{"$f":"AQ182+1","v":2056},{"$f":"AR182+1","v":2057},{"$f":"AS182+1","v":2058},{"$f":"AT182+1","v":2059}]
[null,{"$f":"B53","v":"Carboeléctrica supercrítica con desulfurador (modelo Thermoflow 25)"},null,"PM10","pesos",{"$f":"NPV($D$14,G183:AU183)","v":61481936.639385812},{"$f":"$H$135*$X$53/$C$22*(SUMPRODUCT($E$67:$E$74,F$123:F$130))*$H$158*$H$161*$H$162*$H$163*$H$164*$H$165*((1+D15)^(G182-'Base Localidades'!K1))","v":1668318.0764281852},{"$f":"IF(H$181<=$D$53,G183*(1+$D$13)*(1+$D$15),\"\")","v":1746621.8095293788},1828600.7858016526,1914427.5054800739,2004282.5652248203,2098355.0381328338,2196842.8715855996,2299953.3037702041,2407903.299750112,2520920.0080032474,2639241.2383880229,2763115.9625430573,2892804.8377735191,3028580.7555264602,3170729.4156092447,3319549.9273593351,3475355.4390304307,3638473.7967193006,3809248.2342198333,3988038.0952558932,4175219.5896127047,4371186.5847578179,4576351.4346173871,4791145.8472516667,5016021.7932555005,5251452.4567952519,5497933.2312833434,5755982.761785523,6026144.0363542726,6308985.5285847541,6605102.3937974516,6915117.7213645345,7239683.8458150653,7579483.7194779022,7935232.3495505964,8307678.3026181757,8697605.2797876224,9105833.765752444,9533222.7552572936,9980671.5605954789,10449121.703942699]
[null,null,null,"PM2.5","pesos",{"$f":"NPV($D$14,G184:AU184)","v":70848749.077013373},{"$f":"$H$135*$Y$53/$C$23*(SUMPRODUCT($F$67:$F$74,F$123:F$130))*$H$158*$H$161*$H$162*$H$163*$H$164*$H$165*((1+D15)^(G182-'Base Localidades'!K1))","v":1922487.4042400841},{"$f":"IF(H$181<=$D$53,G184*(1+$D$13)*(1+$D$15),\"\")","v":2012720.7612473513},2107189.2870774898,2206091.7624868983,2309636.2981526377,2418040.7725791051,2531533.290558178,2650352.6631475193,2774748.910177019,2904983.7863407438,3041331.3319813977,3184078.4497262556,3333525.5081879268,3489986.9740002612,3653792.0735193165,3825285.4855817542,4004828.0667783543,4192797.6107687745,4389589.6432353072,4595618.2541483752,4811316.9690950131,5037139.6615037983,5273561.5076857228,5521079.9867006121,5780215.9271530053,6051514.6031201715,6335546.8815183099,6632910.4233212229,6944230.9411590733,7270163.5159434564,7611393.9752892433,7968640.3366336571,8342654.3180892039,8734222.9202096015,9144170.0819970425,9573358.4146353826,10022691.016597357,10493113.373945201,10985615.349823261,11501233.267328912,12041052.090144537]
[null,null,null,"SO2","pesos",9484108.63399853,{"$f":"$H$135*$V$53/$C$24*(SUMPRODUCT($G$67:$G$74,F$123:F$130))*$H$158*$H$161*$H$162*$H$163*$H$164*$H$165*((1+D15)^(G182-'Base Localidades'!K1))","v":257352.17102403948},{"$f":"IF(H$181<=$D$53,G185*(1+$D$13)*(1+$D$15),\"\")","v":269431.18401179241},282077.13433750422,295316.63162114122,309177.5344247084,323689.00887226081,338881.5900212875,354787.24611460697,371439.44584797206,388873.22879492969,407125.2791371225,426234.00285517686,446239.60854260152,467184.19201274595,489111.82487684832,512068.64727955934,536102.96498707577,561265.35103217687,587608.75213004486,615188.60008879052,644062.92844911327,674292.49459852942,705940.90761712077,739074.76212381839,773763.77840485889,810080.94911927276,848102.69289010309,887909.01510454004,929583.67626132828,973214.36821968318,1018892.898720579,1066715.3845686796,1116782.4538814051,1169199.4578307054,1224076.6923230914,1281529.6300843786,1341679.1636375014,1404651.8596846664,1470580.2254291214,1539602.9873969299,1611865.3833454514]
[null,null,null,"Nitratos","pesos",0,{"$f":"$H$135*$W$53/$C$27*(SUMPRODUCT($H$67:$H$74,F$123:F$130))*$H$158*$H$161*$H$162*$H$163*$H$164*$H$165*((1+D15)^(G182-'Base Localidades'!K1))","v":0},{"$f":"IF(H$181<=$D$53,G186*(1+$D$13)*(1+$D$15),\"\")","v":0},0,0,0,0,0,0,0,0,0,0,0,0,0,0,0,0,0,0,0,0,0,0,0,0,0,0,0,0,0,0,0,0,0,0,0,0,0,0,0]
[null,null,null,"Sulfatos","pesos",12143570953.571165,{"$f":"$H$135*$V$53/$C$26*(SUMPRODUCT($I$67:$I$74,F$123:F$130))*$H$158*$H$161*$H$162*$H$163*$H$164*$H$165*((1+D15)^(G182-'Base Localidades'!K1))","v":329516928.73728961},{"$f":"IF(H$181<=$D$53,G187*(1+$D$13)*(1+$D$15),\"\")","v":344983047.58161205},361175080.06267333,378127097.46967715,395874770.25278687,414455443.08091879,433908213.42242748,454274013.81403404,475595697.99110603,497918131.06052583,521288283.90588868,545755332.02367783,571370758.99838805,598188464.83433032,626264879.37206864,655659081.0281415,686432921.10791802,718651153.95317042,752381573.19821775,787695154.42135155,824666204.49171138,863372517.9258647,903895540.58309853,946320541.04386914,990736790.03202522,1037237748.2583448,1085921263.0806456,1136889774.394284,1190250530.1862736,1246115812.2065945,1304603172.2315533,1365835679.4163349,1429942179.2572286,1497057564.7084374,1567323060.0239515,1640886517.9217501,1717902730.6956229,1798533755.9292524,1882949257.4979267,1971326862.5754168,2063852535.3972344]
[null,null,null,"Totales","pesos",12285385747.921566,{"$f":"SUM(G183:G187)","v":333365086.38898194},{"$f":"IF(H$181<=$D$53,G188*(1+$D$13)*(1+$D$15),\"\")","v":349011821.33640063},365392947.26989001,382542933.36926526,400497866.65058905,419295527.90050298,438975471.17459261,459579107.02706647,481149789.64688122,503732908.08366483,527375981.75539535,552128760.43880248,578043328.9528923,605174216.75586998,633578512.68607426,663315985.08836222,694449207.57871401,727043690.7116909,761168019.82780325,796893999.37084508,834296803.97886872,873455136.6667254,914451394.4330194,957371841.6399461,1002306791.5308397,1049350796.2673806,1098602845.8863387,1150166576.5944967,1204150488.8400495,1260668175.6193438,1319838561.499362,1381786152.8589032,1446641299.875016,1514540470.8059573,1585626539.147824,1660049084.2690899,1737964706.1556473,1819537354.9286366,1904938675.8284383,1994348370.3907399,2087954574.5746691]
[null,null,null,"PM10","pesos/Mwh","NA",{"$f":"G183/$G$59","v":0.50543330413654797},{"$f":"IF(H$181<=$D$53,G189*(1+$D$13)*(1+$D$15),\"\")","v":0.52915618714474288},0.55399252107438413,0.5799945665615015,0.6072170371334249,0.63571721433703732,0.66555506827065691,0.69679338377317157,0.72949789253595276,0.7637374114155393,0.79958398723812829,0.8371130484005711,0.87640356358687377,0.91753820793417151,0.96060353699782697,1.0056901688817068,1.0528929749168765,1.1023112792899403,1.1540490680410833,1.2082152078715893,1.2649236752212518,1.3242937960977004,1.3864504971622917,1.4515245686009024,1.5196529393327547,1.5909789651363708,1.6656527302989304,1.7438313634237605,1.8256793680604846,1.9113689688535365,2.0010804739374133,2.095002654341211,2.1933331412007937,2.2962788416144053,2.4040563740167715,2.5168925239878019,2.6350247214550118,2.7587015402937851,2.8881832213767473,3.0237422201728412,3.1656637800483667]
[null,null,null,"PM2.5","pesos/Mwh","NA",{"$f":"G184/$G$59","v":0.58243639184580198},{"$f":"IF(H$181<=$D$53,G190*(1+$D$13)*(1+$D$15),\"\")","v":0.60977347127921477},0.63839363659532866,0.66835711037155543,0.69972694177616768,0.73256913923641553,0.76695280933351795,0.80295030221679276,0.84063736384290511,0.88009329536057757,0.92140111997613794,0.96464775765102373,1.0099242079988433,1.0573257417668436,1.1069521013047012,1.158907710442465,1.2133018942192708,1.2702491089251877,1.3298691829402451,1.3922875688774172,1.4576356075601233,1.5260508043897052,1.5976771186844163,1.6726652665987467,1.7511730382604913,1.833365629792876,1.9194159909203887,2.0095051888897442,2.1038227894717454,2.2025672558457479,2.3059463662060602,2.4141776509690041,2.5274888505006121,2.6461183943281088,2.7703159028435338,2.9003427125551946,3.0364724259921809,3.1789914874190504,3.3281997855721053,3.4844112846855393,3.64795468513526]
[null,null,null,"SO2","pesos/Mwh","NA",7.7967361239578023E-2,{"$f":"IF(H$181<=$D$53,G191*(1+$D$13)*(1+$D$15),\"\")","v":8.1626816550509587E-2},8.5458031081707117E-2,8.9469066478207862E-2,9.3668362764274385E-2,9.8064756102901149E-2,0.10266749738887662,0.1074862717145243,0.11253121874908265,0.11781295407460617,0.1233425915232826,0.12913176656316858,0.1351926607815519,0.14153802751745834,0.14818121869723905,0.15513621292970589,0.16241764491993255,0.1700408362636141,0.17802182768678229,0.18637741279871553,0.19512517342906663,0.20428351662356442,0.21387171337613575,0.22390993917894822,0.23441931647569869,0.2454219591074783,0.25694101884473652,0.26900073410325726,0.28162648094665499,0.29484482648271049,0.30868358476590269,0.32317187532376707,0.33834018443023123,0.35422042925486003,0.37084602502299213,0.38825195532808698,0.40647484574423337,0.42555304089371532,0.44552668513180022,0.46643780701852733,0.48833040775524117]
[null,null,null,"Nitratos","pesos/Mwh","NA",0,{"$f":"IF(H$181<=$D$53,G192*(1+$D$13)*(1+$D$15),\"\")","v":0},0,0,0,0,0,0,0,0,0,0,0,0,0,0,0,0,0,0,0,0,0,0,0,0,0,0,0,0,0,0,0,0,0,0,0,0,0,0,0]
[null,null,null,"Sulfatos","pesos/Mwh","NA",99.830381516449989,{"$f":"IF(H$181<=$D$53,G193*(1+$D$13)*(1+$D$15),\"\")","v":104.51599372679692},109.42152858446075,114.55730832026885,119.93413964652677,125.56333649651197,131.45674383126217,137.62676256375309,144.0863756529105,150.84917542236408,157.92939216142688,165.3419240684828,173.10236859978892,181.22705528965693,189.73308011107375,198.6383414490632,207.96157776248373,217.72240701351029,227.94136794776782,238.63996331197816,249.84070510005895,261.56716192288121,273.84400860136151,286.69707808724195,300.15341582081066,314.24133663994115,328.99048436019928,344.43189415138687,360.59805784177331,377.52299228742993,395.24231095052858,413.7932988372209,433.21499095278125,453.54825443909982,474.8358745673591,497.12264476683958,520.4554608792937,544.88341983721784,570.45792297366199,597.23278418095981,625.26434314596963]
[null,null,null,"Totales","pesos/Mwh","NA",{"$f":"G188/$G$59","v":100.99621857367192},{"$f":"IF(H$181<=$D$53,G194*(1+$D$13)*(1+$D$15),\"\")","v":105.73655020177141},110.69937277321218,115.89512906368013,121.33475198820068,127.02968760618835,132.99191920625526,139.23399252145762,145.76904212803851,152.61081908321489,159.7737198601645,167.27281664109765,175.12388903215628,183.3434572668755,191.94881696807363,200.95807554131721,210.39019027653998,220.26500823798921,230.60330802643614,241.42684350152612,252.75838955626963,264.62179003999239,277.04200793058453,290.0451778616208,303.65866111487992,317.91110319397819,332.83249410026366,348.45423143780391,364.80918648025249,381.93177333861217,399.85802137543823,418.62565101785515,438.27415312891316,458.84487210429751,480.38109286924271,502.92813195871094,526.53343287248549,551.2466659058249,577.11983266574305,604.20737549283717,632.56629201890894]
[]
[null,"CAMBIO CLIMATICO"]
[]
[null,"PRECIO DEL CARBONO"]
[null,"Combustible",2018,"Fuente"]
[null,null,"pesos/tCO2e"]
[null,"Carbón nacional",210,"SHCP"]
[null,"Combustóleo",170,"SHCP"]
[null,"Gas natural",240,"SHCP"]
[null,"Diesel",170,"SHCP"]
[null,"Residuos sólidos urbanos",240,"NA"]
[null,"Biogás",240,"NA"]
[null,"Biocombustibles líquidos",240,"NA"]
[null,"Biomasa",240,"NA"]
[]
[null,"EXTERNALIDADES POR CAMBIO CLIMÁTICO"]
[null,"Tecnología",null,"Factor de emisión (tCO2e/Mwh)","Valor del carbono  (pesos/tCO2e)","Costos por cambio climático por contaminante","Costos por cambio climático por contaminante","Valor Presente de los costos de salud por contaminante","Año"]
[null,null,null,null,null,null,null,null,0,1,2,3,4,5,6,7,8,9,10,11,12,13,14,15,16,17,18,19,20,21,22,23,24,25,26,27,28,29,30,31,32,33,34,35,36,37,38,39,40]
[null,null,null,null,null,null,null,null,{"$f":"D12","v":2019},{"$f":"I213+1","v":2020},{"$f":"J213+1","v":2021},{"$f":"K213+1","v":2022},{"$f":"L213+1","v":2023},{"$f":"M213+1","v":2024},{"$f":"N213+1","v":2025},{"$f":"O213+1","v":2026},{"$f":"P213+1","v":2027},{"$f":"Q213+1","v":2028},{"$f":"R213+1","v":2029},{"$f":"S213+1","v":2030},{"$f":"T213+1","v":2031},{"$f":"U213+1","v":2032},{"$f":"V213+1","v":2033},{"$f":"W213+1","v":2034},{"$f":"X213+1","v":2035},{"$f":"Y213+1","v":2036},{"$f":"Z213+1","v":2037},{"$f":"AA213+1","v":2038},{"$f":"AB213+1","v":2039},{"$f":"AC213+1","v":2040},{"$f":"AD213+1","v":2041},{"$f":"AE213+1","v":2042},{"$f":"AF213+1","v":2043},{"$f":"AG213+1","v":2044},{"$f":"AH213+1","v":2045},{"$f":"AI213+1","v":2046},{"$f":"AJ213+1","v":2047},{"$f":"AK213+1","v":2048},{"$f":"AL213+1","v":2049},{"$f":"AM213+1","v":2050},{"$f":"AN213+1","v":2051},{"$f":"AO213+1","v":2052},{"$f":"AP213+1","v":2053},{"$f":"AQ213+1","v":2054},{"$f":"AR213+1","v":2055},{"$f":"AS213+1","v":2056},{"$f":"AT213+1","v":2057},{"$f":"AU213+1","v":2058},{"$f":"AV213+1","v":2059}]
[null,{"$f":"Principal!C13","v":"Carboeléctrica supercrítica con desulfurador (modelo Thermoflow 25)"},null,{"$f":"IF(Principal!I26=\"Propios\",'Cálculos&Supuestos'!Q53,'Cálculos&Supuestos'!L53)","v":0.752},{"$f":"IF(B53=B32,C202,IF(B53=B33,C202,IF(B53=B34,C203,IF(B53=B35,C203,IF(B53=B36,C204,IF(B53=B37,C204,IF(B53=B38,C203,IF(B53=B39,C203,IF(B53=B40,C203,IF(B53=B41,C201,IF(B53=B42,C201,IF(B53=B43,C201,IF(B53=B44,C201,IF(B53=B45,C201,IF(B53=B46,C203,IF(B53=B47,C208,IF(B53=B48,C206,IF(B53=B49,C205,IF(B53=B50,C206,IF(B53=B51,C207,IF(B53=B52,C208)))))))))))))))))))))","v":210},"CO2e","pesos",{"$f":"NPV($D$14,I214:AW214)","v":21371548584.959991},{"$f":"I215*$G$59","v":547320146.68799996},{"$f":"IF(J$212<=$D$53,J215*$G$59,\"\")","v":574686154.02240002},603420461.72352004,633591484.8096962,665271059.05018103,698534612.00269008,733461342.60282457,770134409.73296583,808641130.21961427,849073186.73059511,891526846.06712484,936103188.37048113,982908347.78900528,1032053765.1784556,1083656453.4373784,1137839276.1092474,1194731239.91471,1254467801.9104457,1317191192.0059679,1383050751.6062663,1452203289.1865797,1524813453.6459088,1601054126.3282042,1681106832.6446145,1765162174.2768452,1853420282.9906876,1946091297.1402221,2043395861.9972334,2145565655.0970953,2252843937.8519502,2365486134.7445478,2483760441.4817753,2607948463.5558639,2738345886.7336574,2875263181.0703402,3019026340.123857,3169977657.1300502,3328476539.9865527,3494900366.9858804,3669645385.3351746,3853127654.6019335]
[null,null,null,null,null,null,"pesos/Mwh","NA",{"$f":"D214*E214*(1+$D$17)^(I213-C199)","v":165.816},{"$f":"IF(J$212<=$D$53,I215*(1+$D$17),\"\")","v":174.10680000000002},182.81214000000003,191.95274700000004,201.55038435000006,211.62790356750008,222.20929874587509,233.31976368316884,244.98575186732731,257.23503946069371,270.09679143372841,283.60163100541484,297.7817125556856,312.67079818346991,328.30433809264343,344.71955499727562,361.95553274713944,380.05330938449646,399.0559748537213,419.00877359640737,439.95921227622773,461.95717289003915,485.05503153454111,509.30778311126818,534.77317226683158,561.51183088017319,589.58742242418191,619.06679354539108,650.02013322266066,682.52113988379369,716.64719687798345,752.47955672188266,790.10353455797679,829.60871128587564,871.08914685016941,914.64360419267791,960.37578440231187,1008.3945736224275,1058.8143023035489,1111.7550174187263,1167.3427682896627]
[]
[null,"BIODIVERSIDAD"]
[]
[null,"CONCENTRACIÓN BASE Y LÍMIETE DE SO2"]
[null,"Tipo de lugar",null,null,null,"Concentración SO2 (µg/m3)",null,"Fuente"]
[null,null,null,null,null,"Base ","Límite"]
[null,1,"Rural",null,null,10,19,"OIEA"]
[null,2,"Ciudad pequeña",null,null,10,null,"OIEA"]
[null,3,"Ciudad mediana",null,null,10,null,"OIEA"]
[null,4,"Ciudad grande (menos de 15 km)",null,null,15,null,"OIEA"]
[null,5,"Ciudad grande (menos de 25 km)",null,null,15,null,"OIEA"]
[null,6,"Ciudad grande (menos de 40 km)",null,null,15,null,"OIEA"]
[null,7,"Ciudad grande (más de 40 km)",null,null,10,null,"OIEA"]
[null,"Concentración base seleccionada",null,null,null,{"$f":"'Base Localidades'!L2207","v":10},null,"OIEA"]
[]
[null,"VALOR DE SERVICIOS ECOSISTÉMICOS Y CONTENIDO DE CARBONO"]
[null,"Variables",null,null,"Año",2018,"Fuente"]
[null,null,null,null,"Valor","Unidades"]
[null,"Biodiversidad",null,null,387,"pesos/ha","CONAFOR"]
[null,"Agua",null,null,404,"pesos/ha","CONAFOR"]
[null,"Cobertura vegetal",null,null,{"$f":"'Base Localidades'!F2207","v":0.89739999999999998},"%","INEGI"]
[]
[null,"EXTERNALIDADES POR SERVICIOS ECOSISTÉMICOS"]
[null,"Tecnología",null,"Radio mínimo afectado por SO2 (m)","Área afectada por SO2 (ha)","Costo por servicios ecosistéimcos por contaminante","Costo por servicios ecosistéimcos por contaminante","Valor Presente de los costos de salud por contaminante","Año"]
[null,null,null,null,null,null,null,null,0,1,2,3,4,5,6,7,8,9,10,11,12,13,14,15,16,17,18,19,20,21,22,23,24,25,26,27,28,29,30,31,32,33,34,35,36,37,38,39,40]
[null,null,null,null,null,null,null,null,{"$f":"D12","v":2019},{"$f":"I241+1","v":2020},{"$f":"J241+1","v":2021},{"$f":"K241+1","v":2022},{"$f":"L241+1","v":2023},{"$f":"M241+1","v":2024},{"$f":"N241+1","v":2025},{"$f":"O241+1","v":2026},{"$f":"P241+1","v":2027},{"$f":"Q241+1","v":2028},{"$f":"R241+1","v":2029},{"$f":"S241+1","v":2030},{"$f":"T241+1","v":2031},{"$f":"U241+1","v":2032},{"$f":"V241+1","v":2033},{"$f":"W241+1","v":2034},{"$f":"X241+1","v":2035},{"$f":"Y241+1","v":2036},{"$f":"Z241+1","v":2037},{"$f":"AA241+1","v":2038},{"$f":"AB241+1","v":2039},{"$f":"AC241+1","v":2040},{"$f":"AD241+1","v":2041},{"$f":"AE241+1","v":2042},{"$f":"AF241+1","v":2043},{"$f":"AG241+1","v":2044},{"$f":"AH241+1","v":2045},{"$f":"AI241+1","v":2046},{"$f":"AJ241+1","v":2047},{"$f":"AK241+1","v":2048},{"$f":"AL241+1","v":2049},{"$f":"AM241+1","v":2050},{"$f":"AN241+1","v":2051},{"$f":"AO241+1","v":2052},{"$f":"AP241+1","v":2053},{"$f":"AQ241+1","v":2054},{"$f":"AR241+1","v":2055},{"$f":"AS241+1","v":2056},{"$f":"AT241+1","v":2057},{"$f":"AU241+1","v":2058},{"$f":"AV241+1","v":2059}]
[null,{"$f":"Principal!C13","v":"Carboeléctrica supercrítica con desulfurador (modelo Thermoflow 25)"},null,{"$f":"(V53/(PI()*($G$222-$F$229)*$C$24))^0.5","v":35959.750165995574},{"$f":"(D242*D242*PI())*0.0001","v":406240.48706240515},"SO2","pesos",{"$f":"NPV($D$14,I242:AW242)","v":11823052270.715378},{"$f":"E242*E236*(E234+E235)*(1+D18)^(I241-F232)*(1-D16)^(I241-F232)","v":302785484.98173541},{"$f":"IF(J$240<=$D$53,I242*(1+$D$18)*(1-$D$16),\"\")","v":317924759.23082221},333820997.19236332,350512047.05198151,368037649.40458059,386439531.87480962,405761508.46855015,426049583.89197767,447352063.08657658,469719666.2409054,493205649.55295068,517865932.03059822,543759228.63212812,570947190.06373453,599494549.56692123,629469277.04526734,660942740.89753079,693989877.94240737,728689371.83952773,765123840.43150413,803380032.45307934,843549034.0757333,885726485.77952003,930012810.06849611,976513450.57192099,1025339123.100517,1076606079.255543,1130436383.2183201,1186958202.3792362,1246306112.498198,1308621418.1231079,1374052489.0292633,1442755113.4807265,1514892869.154763,1590637512.6125011,1670169388.2431262,1753677857.6552825,1841361750.5380466,1933429838.064949,2030101329.9681966,2131606396.4666066]
[null,null,null,null,null,null,"pesos/Mwh","NA",{"$f":"I242/$G$59","v":91.731828768860879},{"$f":"IF(J$240<=$D$53,J242/$G$59,\"\")","v":96.318420207303944},101.13434121766913,106.1910582785526,111.50061119248024,117.07564175210425,122.92942383970947,129.07589503169496,135.52968978327971,142.30617427244368,149.42148298606588,156.89255713536917,164.73718499213763,172.97404424174451,181.62274645383172,190.70388377652333,200.23907796534951,210.25103186361702,220.76358345679785,231.80176262963775,243.39185076111963,255.56144329917561,268.33951546413442,281.75649123734115,295.84431579920823,310.63653158916867,326.16835816862709,342.47677607705845,359.60061488091139,377.58064562495701,396.45967790620483,416.28266180151508,437.09679489159083,458.95163463617041,481.89921636797897,505.9941771863779,531.29388604569681,557.85858034798161,585.75150936538068,615.03908483364978,645.79103907533238]
[]
[null,"BIBLIOGRAFIA"]
[]
[null,"CLAVE","Documento",null,null,null,null,"Fuente"]
[null,"CFE 1","Análisis general de las externalidades ambientales derivadas de la utilización de combustibles fósiles en la industria eléctrica centroamericana",null,null,null,null,"Secretaría de Medio Ambiente y Recursos Naturales (SEMARNAT)                                                                                     Comisión Económica para América y el Caribe (CEPAL)"]
[]
[null,"CFE 2","AIRPACTS, Equations for impact and damage cost assessments",null,null,null,null,"Organismo Internacional de Energía Atómica (OIEA)"]
[]
[null,null,"Cálculo de emisiones de contaminación atmosférica por uso de combustibles fósiles en el sector eléctrico mexicano",null,null,null,null,"Massachusetts Institute of Technology (MIT)"]
[]
[null,null,"Censo de población y vivienda 2010",null,null,null,null,"Instituto Nacional de Estadística y Geografía (INEGI)"]
[]
[null,null,"Costos y parámetros de referencia para la formulación de proyectos de inversión en el sector eléctrico 2011 de generación",null,null,null,null,"Comisión Federal de Electricidad (CFE)"]
[]
[null,null,"Emissions Factors & AP 42, compilation of air pollutant emission factors ",null,null,null,null,"US Environmental Protection Agency (EPA)"]
[]
[null,null,"Encuesta Nacional de Empleo 2012",null,null,null,null,"Instituto Nacional de Estadística y Geografía (INEGI)"]
[]
[null,null,"Evaluación de externaldades ambientales del sector energía en las zonas críticas de Tula y Salamanca",null,null,null,null,"Secretaría de Medio Ambiente y Recursos Naturales (SEMARNAT)                                                                      Comisión Económica para América y el Caribe (CEPAL)"]
[]
[null,null,"Guidelines for national greenhouse gas inventories",null,null,null,null,"Intergovernmental Panel on Climate Change (IPCC)"]
[]
[null,null,"Indice de presión económica (riesgo) de deforestación",null,null,null,null,"Instituto Nacional de Ecología (INE)"]
[]
[null,null,"Memoria de cálciulo de CONAFOR para densidad de la biomasa, con datos del documento \"Indice de contenido y captura de carbono en áreas forestales\"",null,null,null,null,"Comisión Nacional Forestal (CONAFOR)"]
[]
[null,null,"Orientación del Panel intergubernamental de cambio climático sobre las buenas prácticas para uso de la tierra, cambio de uso de la tierra y silvicultura",null,null,null,null,"Intergovernmental Panel on Climate Change (IPCC)"]
[]
[null,null,"Programa de pago por servicios ambientales",null,null,null,null,"Secretaría de Medio Ambiente y Recursos Naturales (SEMARNAT)            "]
[]
[null,null,"Proyección de población de México 2005 - 2025",null,null,null,null,"Consejo Nacional de Población (CONAPO)"]
[]
[null,null,"Quantifying the damages of airborne pollution",null,null,null,null,"Organismo Internacional de Energía Atómica (OIEA)"]
[]
[null,null,"Unidades de manejo ambiental (UMA's)",null,null,null,null,"Secretaría de Medio Ambiente y Recursos Naturales (SEMARNAT)            "]
[]
[null,"BIBLIOGRAFIA"]
[]
[null,"Documento",null,null,null,null,"Fuente"]
[null,"Análisis general de las externalidades ambientales derivadas de la utilización de combustibles fósiles en la industria eléctrica centroamericana",null,null,null,null,"Secretaría de Medio Ambiente y Recursos Naturales (SEMARNAT)                                                                                     Comisión Económica para América y el Caribe (CEPAL)"]
[]
[null,"AIRPACTS, Equations for impact and damage cost assessments",null,null,null,null,"Organismo Internacional de Energía Atómica (OIEA)"]
[]
[null,"Censo de población y vivienda 2010",null,null,null,null,"Instituto Nacional de Estadística y Geografía (INEGI)"]
[]
[null,"Costos y parámetros de referencia para la formulación de proyectos de inversión en el sector eléctrico 2015 de generación",null,null,null,null,"Comisión Federal de Electricidad (CFE)"]
[]
[null,"Emissions & Generation Resource Integrated Database 2016",null,null,null,null,"US Environmental Protection Agency (EPA)"]
[]
[null,"Evaluación de externaldades ambientales del sector energía en las zonas críticas de Tula y Salamanca",null,null,null,null,"Secretaría de Medio Ambiente y Recursos Naturales (SEMARNAT)                                                                      Comisión Económica para América y el Caribe (CEPAL)"]
[]
[null,"Guidelines for national greenhouse gas inventories",null,null,null,null,"Intergovernmental Panel on Climate Change (IPCC)"]
[]
[null,"Índice Nacional de Precios del Consumidor",null,null,null,null,"Instituto Nacional de Estadística y Geografía (INEGI)"]
[]
[null,"Orientación del Panel intergubernamental de cambio climático sobre las buenas prácticas para uso de la tierra, cambio de uso de la tierra y silvicultura",null,null,null,null,"Intergovernmental Panel on Climate Change (IPCC)"]
[]
[null,"Programa de pago por servicios ambientales 2018",null,null,null,null,"Comisión Nacional Forestal (CONAFOR)"]
[]
[null,"Proyecciones de crecimiento poblacional 2050",null,null,null,null,"Consejo Nacional de Población (CONAPO)"]
[]
[null,"Quantifying the damages of airborne pollution",null,null,null,null,"Organismo Internacional de Energía Atómica (OIEA)"]
[]
[null,"Revisión de metodologías utilizadas para la estimación de las externalidades",null,null,null,null,"Comisión Económica para América y el Caribe (CEPAL)"]
[]
[null,"Salario promedio asociado a trabajadores  asegurados en el IMSS ",null,null,null,null,"Instituto Mexicano del Seguro Social (IMSS)"]

{"sheet":"Imágenes","index":4,"n_rows":645,"n_cols":2,"rows_kept":645,"cut":false,"hidden":false,"merged":[]}
[]
[null,"ORIENTACION"]
[]
[]
[]
[]
[]
[]
[]
[]
[]
[]
[]
[]
[1,"AGUASCALIENTES"]
[]
[]
[]
[]
[]
[]
[]
[]
[]
[]
[]
[]
[]
[2,"BAJA CALIFORNIA"]
[]
[]
[]
[]
[]
[]
[]
[]
[]
[]
[]
[]
[]
[]
[]
[]
[]
[]
[]
[]
[]
[]
[]
[]
[3,"BAJA CALIFORNIA SUR"]
[]
[]
[]
[]
[]
[]
[]
[]
[]
[]
[]
[]
[]
[]
[]
[]
[]
[]
[]
[]
[]
[]
[]
[]
[4,"CAMPECHE"]
[]
[]
[]
[]
[]
[]
[]
[]
[]
[]
[]
[]
[]
[]
[]
[]
[]
[5,"COAHUILA"]
[]
[]
[]
[]
[]
[]
[]
[]
[]
[]
[]
[]
[]
[]
[]
[]
[]
[]
[]
[]
[]
[]
[]
[]
[]
[6,"COLIMA"]
[]
[]
[]
[]
[]
[]
[]
[]
[]
[]
[]
[]
[]
[]
[7,"CHIAPAS"]
[]
[]
[]
[]
[]
[]
[]
[]
[]
[]
[]
[]
[]
[]
[]
[]
[]
[]
[]
[]
[8,"CHIHUAHUA"]
[]
[]
[]
[]
[]
[]
[]
[]
[]
[]
[]
[]
[]
[]
[]
[]
[]
[]
[]
[]
[]
[]
[]
[]
[]
[]
[]
[]
[]
[]
[]
[]
[9,"DISTRITO FEDERAL"]
[]
[]
[]
[]
[]
[]
[]
[]
[]
[]
[]
[]
[]
[]
[]
[]
[]
[10,"DURANGO"]
[]
[]
[]
[]
[]
[]
[]
[]
[]
[]
[]
[]
[]
[]
[]
[]
[]
[]
[]
[]
[]
[]
[]
[]
[]
[]
[11,"ESTADO DE MEXICO"]
[]
[]
[]
[]
[]
[]
[]
[]
[]
[]
[]
[]
[]
[]
[]
[]
[]
[]
[12,"GUANAJUATO"]
[]
[]
[]
[]
[]
[]
[]
[]
[]
[]
[]
[]
[]
[]
[]
[13,"GUERRERO"]
[]
[]
[]
[]
[]
[]
[]
[]
[]
[]
[]
[]
[]
[]
[]
[14,"HIDALGO"]
[]
[]
[]
[]
[]
[]
[]
[]
[]
[]
[]
[]
[]
[]
[]
[]
[15,"JALISCO"]
[]
[]
[]
[]
[]
[]
[]
[]
[]
[]
[]
[]
[]
[]
[]
[]
[]
[]
[]
[]
[]
[16,"MICHOACAN"]
[]
[]
[]
[]
[]
[]
[]
[]
[]
[]
[]
[]
[]
[]
[]
[17,"MORELOS"]
[]
[]
[]
[]
[]
[]
[]
[]
[]
[]
[]
[]
[18,"NAYARIT"]
[]
[]
[]
[]
[]
[]
[]
[]
[]
[]
[]
[]
[]
[]
[]
[]
[]
[19,"NUEVO LEON"]
[]
[]
[]
[]
[]
[]
[]
[]
[]
[]
[]
[]
[]
[]
[]
[]
[]
[]
[]
[]
[]
[20,"OAXACA"]
[]
[]
[]
[]
[]
[]
[]
[]
[]
[]
[]
[]
[]
[]
[21,"PUEBLA"]
[]
[]
[]
[]
[]
[]
[]
[]
[]
[]
[]
[]
[]
[]
[]
[]
[]
[]
[]
[]
[22,"QUERETARO"]
[]
[]
[]
[]
[]
[]
[]
[]
[]
[]
[]
[]
[]
[]
[]
[]
[23,"QUINTANA ROO"]
[]
[]
[]
[]
[]
[]
[]
[]
[]
[]
[]
[]
[]
[]
[]
[]
[]
[]
[]
[]
[]
[]
[24,"SAN LUIS POTOSI"]
[]
[]
[]
[]
[]
[]
[]
[]
[]
[]
[]
[]
[]
[]
[]
[]
[]
[]
[25,"SINALOA"]
[]
[]
[]
[]
[]
[]
[]
[]
[]
[]
[]
[]
[]
[]
[]
[]
[]
[]
[]
[]
[26,"SONORA"]
[]
[]
[]
[]
[]
[]
[]
[]
[]
[]
[]
[]
[]
[]
[]
[]
[]
[]
[]
[]
[]
[]
[]
[]
[]
[]
[]
[]
[]
[]
[]
[]
[27,"TABASCO"]
[]
[]
[]
[]
[]
[]
[]
[]
[]
[]
[]
[]
[]
[]
[28,"TAMAULIPAS"]
[]
[]
[]
[]
[]
[]
[]
[]
[]
[]
[]
[]
[]
[]
[]
[]
[]
[]
[]
[]
[]
[]
[]
[]
[]
[]
[29,"TLAXCALA"]
[]
[]
[]
[]
[]
[]
[]
[]
[]
[]
[]
[]
[]
[]
[]
[30,"VERACRUZ"]
[]
[]
[]
[]
[]
[]
[]
[]
[]
[]
[]
[]
[]
[]
[]
[]
[]
[]
[]
[]
[]
[]
[]
[]
[31,"YUCATAN"]
[]
[]
[]
[]
[]
[]
[]
[]
[]
[]
[]
[]
[]
[]
[]
[]
[32,"ZACATECAS"]

{"sheet":"Formulario","index":5,"n_rows":62,"n_cols":2,"rows_kept":62,"cut":false,"hidden":false,"merged":[]}
[]
[null,"SALUD"]
[]
[]
[]
[]
[]
[]
[]
[]
[]
[]
[]
[]
[]
[]
[]
[]
[]
[]
[]
[]
[]
[]
[]
[]
[]
[]
[]
[]
[]
[]
[]
[]
[]
[]
[]
[]
[]
[]
[]
[]
[]
[]
[]
[]
[]
[]
[null,"CAMBIO CLIMATICO"]
[]
[]
[]
[]
[]
[]
[]
[]
[]
[]
[]
[]
[null,"BIODIVERSIDAD"]

{"sheet":"Resultados","index":6,"n_rows":2206,"n_cols":25,"rows_kept":2206,"cut":false,"hidden":false,"merged":[[37,2,37,11],[5,21,5,22],[6,21,6,22],[7,21,7,22],[8,21,8,22],[9,21,9,22],[10,21,10,22],[11,21,11,22],[12,21,12,22],[13,21,13,22],[3476,3,3476,4],[3477,3,3477,4],[3478,3,3478,4],[3479,3,3479,4],[3470,3,3470,4],[3471,3,3471,4],[3472,3,3472,4],[3473,3,3473,4],[3474,3,3474,4],[3,1,5,1],[3,23,5,23],[3,3,5,3],[3,2,5,2],[3,7,5,7],[3,5,5,5],[3,4,5,4],[3,6,5,6],[4,8,4,10],[4,11,4,16],[14,21,14,22],[15,21,15,22],[3505,3,3505,4],[3506,3,3506,4],[3507,3,3507,4],[3508,3,3508,4],[3480,3,3480,4],[3481,3,3481,4],[3482,3,3482,4],[3483,3,3483,4],[3484,3,3484,4],[3475,3,3475,4],[3485,3,3485,4],[38,2,38,4],[4,20,4,22],[38,10,39,10],[38,11,39,11],[39,14,40,14],[39,15,40,15],[38,14,38,15],[4,17,4,19],[38,5,38,9],[3509,3,3509,4],[3500,3,3500,4],[3501,3,3501,4],[3502,3,3502,4],[3503,3,3503,4],[3504,3,3504,4],[3495,3,3495,4],[3496,3,3496,4],[3497,3,3497,4],[3498,3,3498,4],[3499,3,3499,4],[3490,3,3490,4],[3491,3,3491,4],[3492,3,3492,4],[3493,3,3493,4],[3494,3,3494,4],[3486,3,3486,4],[3487,3,3487,4],[3488,3,3488,4],[3489,3,3489,4],[3525,3,3525,4],[3526,3,3526,4],[3527,3,3527,4],[3528,3,3528,4],[3529,3,3529,4],[3520,3,3520,4],[3521,3,3521,4],[3522,3,3522,4],[3523,3,3523,4],[3524,3,3524,4],[3515,3,3515,4],[3516,3,3516,4],[3517,3,3517,4],[3518,3,3518,4],[3519,3,3519,4],[3510,3,3510,4],[3511,3,3511,4],[3512,3,3512,4],[3513,3,3513,4],[3514,3,3514,4],[3545,3,3545,4],[3546,3,3546,4],[3547,3,3547,4],[3548,3,3548,4],[3549,3,3549,4],[3540,3,3540,4],[3541,3,3541,4],[3542,3,3542,4],[3543,3,3543,4],[3544,3,3544,4],[3535,3,3535,4],[3536,3,3536,4],[3537,3,3537,4],[3538,3,3538,4],[3539,3,3539,4],[3530,3,3530,4],[3531,3,3531,4],[3532,3,3532,4],[3533,3,3533,4],[3534,3,3534,4],[3565,3,3565,4],[3566,3,3566,4],[3567,3,3567,4],[3568,3,3568,4],[3569,3,3569,4],[3560,3,3560,4],[3561,3,3561,4],[3562,3,3562,4],[3563,3,3563,4],[3564,3,3564,4],[3555,3,3555,4],[3556,3,3556,4],[3557,3,3557,4],[3558,3,3558,4],[3559,3,3559,4],[3550,3,3550,4],[3551,3,3551,4],[3552,3,3552,4],[3553,3,3553,4],[3554,3,3554,4],[3585,3,3585,4],[3586,3,3586,4],[3587,3,3587,4],[3588,3,3588,4],[3589,3,3589,4],[3580,3,3580,4],[3581,3,3581,4],[3582,3,3582,4],[3583,3,3583,4],[3584,3,3584,4],[3575,3,3575,4],[3576,3,3576,4],[3577,3,3577,4],[3578,3,3578,4],[3579,3,3579,4],[3570,3,3570,4],[3571,3,3571,4],[3572,3,3572,4],[3573,3,3573,4],[3574,3,3574,4],[3605,3,3605,4],[3606,3,3606,4],[3607,3,3607,4],[3608,3,3608,4],[3609,3,3609,4],[3600,3,3600,4],[3601,3,3601,4],[3602,3,3602,4],[3603,3,3603,4],[3604,3,3604,4],[3595,3,3595,4],[3596,3,3596,4],[3597,3,3597,4],[3598,3,3598,4],[3599,3,3599,4],[3590,3,3590,4],[3591,3,3591,4],[3592,3,3592,4],[3593,3,3593,4],[3594,3,3594,4],[3625,3,3625,4],[3626,3,3626,4],[3627,3,3627,4],[3628,3,3628,4],[3629,3,3629,4],[3620,3,3620,4],[3621,3,3621,4],[3622,3,3622,4],[3623,3,3623,4],[3624,3,3624,4],[3615,3,3615,4],[3616,3,3616,4],[3617,3,3617,4],[3618,3,3618,4],[3619,3,3619,4],[3610,3,3610,4],[3611,3,3611,4],[3612,3,3612,4],[3613,3,3613,4],[3614,3,3614,4],[3645,3,3645,4],[3646,3,3646,4],[3647,3,3647,4],[3648,3,3648,4],[3649,3,3649,4],[3640,3,3640,4],[3641,3,3641,4],[3642,3,3642,4],[3643,3,3643,4],[3644,3,3644,4],[3635,3,3635,4],[3636,3,3636,4],[3637,3,3637,4],[3638,3,3638,4],[3639,3,3639,4],[3630,3,3630,4],[3631,3,3631,4],[3632,3,3632,4],[3633,3,3633,4],[3634,3,3634,4],[3665,3,3665,4],[3666,3,3666,4],[3667,3,3667,4],[3668,3,3668,4],[3669,3,3669,4],[3660,3,3660,4],[3661,3,3661,4],[3662,3,3662,4],[3663,3,3663,4],[3664,3,3664,4],[3655,3,3655,4],[3656,3,3656,4],[3657,3,3657,4],[3658,3,3658,4],[3659,3,3659,4],[3650,3,3650,4],[3651,3,3651,4],[3652,3,3652,4],[3653,3,3653,4],[3654,3,3654,4],[3685,3,3685,4],[3686,3,3686,4],[3687,3,3687,4],[3688,3,3688,4],[3689,3,3689,4],[3680,3,3680,4],[3681,3,3681,4],[3682,3,3682,4],[3683,3,3683,4],[3684,3,3684,4],[3675,3,3675,4],[3676,3,3676,4],[3677,3,3677,4],[3678,3,3678,4],[3679,3,3679,4],[3670,3,3670,4],[3671,3,3671,4],[3672,3,3672,4],[3673,3,3673,4],[3674,3,3674,4],[3705,3,3705,4],[3706,3,3706,4],[3707,3,3707,4],[3708,3,3708,4],[3709,3,3709,4],[3700,3,3700,4],[3701,3,3701,4],[3702,3,3702,4],[3703,3,3703,4],[3704,3,3704,4],[3695,3,3695,4],[3696,3,3696,4],[3697,3,3697,4],[3698,3,3698,4],[3699,3,3699,4],[3690,3,3690,4],[3691,3,3691,4],[3692,3,3692,4],[3693,3,3693,4],[3694,3,3694,4],[3725,3,3725,4],[3726,3,3726,4],[3727,3,3727,4],[3728,3,3728,4],[3729,3,3729,4],[3720,3,3720,4],[3721,3,3721,4],[3722,3,3722,4],[3723,3,3723,4],[3724,3,3724,4],[3715,3,3715,4],[3716,3,3716,4],[3717,3,3717,4],[3718,3,3718,4],[3719,3,3719,4],[3710,3,3710,4],[3711,3,3711,4],[3712,3,3712,4],[3713,3,3713,4],[3714,3,3714,4],[3745,3,3745,4],[3746,3,3746,4],[3747,3,3747,4],[3748,3,3748,4],[3749,3,3749,4],[3740,3,3740,4],[3741,3,3741,4],[3742,3,3742,4],[3743,3,3743,4],[3744,3,3744,4],[3735,3,3735,4],[3736,3,3736,4],[3737,3,3737,4],[3738,3,3738,4],[3739,3,3739,4],[3730,3,3730,4],[3731,3,3731,4],[3732,3,3732,4],[3733,3,3733,4],[3734,3,3734,4],[3765,3,3765,4],[3766,3,3766,4],[3767,3,3767,4],[3768,3,3768,4],[3769,3,3769,4],[3760,3,3760,4],[3761,3,3761,4],[3762,3,3762,4],[3763,3,3763,4],[3764,3,3764,4],[3755,3,3755,4],[3756,3,3756,4],[3757,3,3757,4],[3758,3,3758,4],[3759,3,3759,4],[3750,3,3750,4],[3751,3,3751,4],[3752,3,3752,4],[3753,3,3753,4],[3754,3,3754,4],[3785,3,3785,4],[3786,3,3786,4],[3787,3,3787,4],[3788,3,3788,4],[3789,3,3789,4],[3780,3,3780,4],[3781,3,3781,4],[3782,3,3782,4],[3783,3,3783,4],[3784,3,3784,4],[3775,3,3775,4],[3776,3,3776,4],[3777,3,3777,4],[3778,3,3778,4],[3779,3,3779,4],[3770,3,3770,4],[3771,3,3771,4],[3772,3,3772,4],[3773,3,3773,4],[3774,3,3774,4],[3805,3,3805,4],[3806,3,3806,4],[3807,3,3807,4],[3808,3,3808,4],[3809,3,3809,4],[3800,3,3800,4],[3801,3,3801,4],[3802,3,3802,4],[3803,3,3803,4],[3804,3,3804,4],[3795,3,3795,4],[3796,3,3796,4],[3797,3,3797,4],[3798,3,3798,4],[3799,3,3799,4],[3790,3,3790,4],[3791,3,3791,4],[3792,3,3792,4],[3793,3,3793,4],[3794,3,3794,4],[3825,3,3825,4],[3826,3,3826,4],[3827,3,3827,4],[3828,3,3828,4],[3829,3,3829,4],[3820,3,3820,4],[3821,3,3821,4],[3822,3,3822,4],[3823,3,3823,4],[3824,3,3824,4],[3815,3,3815,4],[3816,3,3816,4],[3817,3,3817,4],[3818,3,3818,4],[3819,3,3819,4],[3810,3,3810,4],[3811,3,3811,4],[3812,3,3812,4],[3813,3,3813,4],[3814,3,3814,4],[3845,3,3845,4],[3846,3,3846,4],[3847,3,3847,4],[3848,3,3848,4],[3849,3,3849,4],[3840,3,3840,4],[3841,3,3841,4],[3842,3,3842,4],[3843,3,3843,4],[3844,3,3844,4],[3835,3,3835,4],[3836,3,3836,4],[3837,3,3837,4],[3838,3,3838,4],[3839,3,3839,4],[3830,3,3830,4],[3831,3,3831,4],[3832,3,3832,4],[3833,3,3833,4],[3834,3,3834,4],[3865,3,3865,4],[3866,3,3866,4],[3867,3,3867,4],[3868,3,3868,4],[3869,3,3869,4],[3860,3,3860,4],[3861,3,3861,4],[3862,3,3862,4],[3863,3,3863,4],[3864,3,3864,4],[3855,3,3855,4],[3856,3,3856,4],[3857,3,3857,4],[3858,3,3858,4],[3859,3,3859,4],[3850,3,3850,4],[3851,3,3851,4],[3852,3,3852,4],[3853,3,3853,4],[3854,3,3854,4],[3885,3,3885,4],[3886,3,3886,4],[3887,3,3887,4],[3888,3,3888,4],[3889,3,3889,4],[3880,3,3880,4],[3881,3,3881,4],[3882,3,3882,4],[3883,3,3883,4],[3884,3,3884,4],[3875,3,3875,4],[3876,3,3876,4],[3877,3,3877,4],[3878,3,3878,4],[3879,3,3879,4],[3870,3,3870,4],[3871,3,3871,4],[3872,3,3872,4],[3873,3,3873,4],[3874,3,3874,4],[3905,3,3905,4],[3906,3,3906,4],[3907,3,3907,4],[3908,3,3908,4],[3909,3,3909,4],[3900,3,3900,4],[3901,3,3901,4],[3902,3,3902,4],[3903,3,3903,4],[3904,3,3904,4],[3895,3,3895,4],[3896,3,3896,4],[3897,3,3897,4],[3898,3,3898,4],[3899,3,3899,4],[3890,3,3890,4],[3891,3,3891,4],[3892,3,3892,4],[3893,3,3893,4],[3894,3,3894,4],[3925,3,3925,4],[3926,3,3926,4],[3927,3,3927,4],[3928,3,3928,4],[3929,3,3929,4],[3920,3,3920,4],[3921,3,3921,4],[3922,3,3922,4],[3923,3,3923,4],[3924,3,3924,4],[3915,3,3915,4],[3916,3,3916,4],[3917,3,3917,4],[3918,3,3918,4],[3919,3,3919,4],[3910,3,3910,4],[3911,3,3911,4],[3912,3,3912,4],[3913,3,3913,4],[3914,3,3914,4],[3945,3,3945,4],[3946,3,3946,4],[3947,3,3947,4],[3948,3,3948,4],[3949,3,3949,4],[3940,3,3940,4],[3941,3,3941,4],[3942,3,3942,4],[3943,3,3943,4],[3944,3,3944,4],[3935,3,3935,4],[3936,3,3936,4],[3937,3,3937,4],[3938,3,3938,4],[3939,3,3939,4],[3930,3,3930,4],[3931,3,3931,4],[3932,3,3932,4],[3933,3,3933,4],[3934,3,3934,4],[3965,3,3965,4],[3966,3,3966,4],[3967,3,3967,4],[3968,3,3968,4],[3969,3,3969,4],[3960,3,3960,4],[3961,3,3961,4],[3962,3,3962,4],[3963,3,3963,4],[3964,3,3964,4],[3955,3,3955,4],[3956,3,3956,4],[3957,3,3957,4],[3958,3,3958,4],[3959,3,3959,4],[3950,3,3950,4],[3951,3,3951,4],[3952,3,3952,4],[3953,3,3953,4],[3954,3,3954,4],[3985,3,3985,4],[3986,3,3986,4],[3987,3,3987,4],[3988,3,3988,4],[3989,3,3989,4],[3980,3,3980,4],[3981,3,3981,4],[3982,3,3982,4],[3983,3,3983,4],[3984,3,3984,4],[3975,3,3975,4],[3976,3,3976,4],[3977,3,3977,4],[3978,3,3978,4],[3979,3,3979,4],[3970,3,3970,4],[3971,3,3971,4],[3972,3,3972,4],[3973,3,3973,4],[3974,3,3974,4],[4005,3,4005,4],[4006,3,4006,4],[4007,3,4007,4],[4008,3,4008,4],[4009,3,4009,4],[4000,3,4000,4],[4001,3,4001,4],[4002,3,4002,4],[4003,3,4003,4],[4004,3,4004,4],[3995,3,3995,4],[3996,3,3996,4],[3997,3,3997,4],[3998,3,3998,4],[3999,3,3999,4],[3990,3,3990,4],[3991,3,3991,4],[3992,3,3992,4],[3993,3,3993,4],[3994,3,3994,4],[4025,3,4025,4],[4026,3,4026,4],[4027,3,4027,4],[4028,3,4028,4],[4029,3,4029,4],[4020,3,4020,4],[4021,3,4021,4],[4022,3,4022,4],[4023,3,4023,4],[4024,3,4024,4],[4015,3,4015,4],[4016,3,4016,4],[4017,3,4017,4],[4018,3,4018,4],[4019,3,4019,4],[4010,3,4010,4],[4011,3,4011,4],[4012,3,4012,4],[4013,3,4013,4],[4014,3,4014,4],[4045,3,4045,4],[4046,3,4046,4],[4047,3,4047,4],[4048,3,4048,4],[4049,3,4049,4],[4040,3,4040,4],[4041,3,4041,4],[4042,3,4042,4],[4043,3,4043,4],[4044,3,4044,4],[4035,3,4035,4],[4036,3,4036,4],[4037,3,4037,4],[4038,3,4038,4],[4039,3,4039,4],[4030,3,4030,4],[4031,3,4031,4],[4032,3,4032,4],[4033,3,4033,4],[4034,3,4034,4],[4065,3,4065,4],[4066,3,4066,4],[4067,3,4067,4],[4068,3,4068,4],[4069,3,4069,4],[4060,3,4060,4],[4061,3,4061,4],[4062,3,4062,4],[4063,3,4063,4],[4064,3,4064,4],[4055,3,4055,4],[4056,3,4056,4],[4057,3,4057,4],[4058,3,4058,4],[4059,3,4059,4],[4050,3,4050,4],[4051,3,4051,4],[4052,3,4052,4],[4053,3,4053,4],[4054,3,4054,4],[4085,3,4085,4],[4086,3,4086,4],[4087,3,4087,4],[4088,3,4088,4],[4089,3,4089,4],[4080,3,4080,4],[4081,3,4081,4],[4082,3,4082,4],[4083,3,4083,4],[4084,3,4084,4],[4075,3,4075,4],[4076,3,4076,4],[4077,3,4077,4],[4078,3,4078,4],[4079,3,4079,4],[4070,3,4070,4],[4071,3,4071,4],[4072,3,4072,4],[4073,3,4073,4],[4074,3,4074,4],[4105,3,4105,4],[4106,3,4106,4],[4107,3,4107,4],[4108,3,4108,4],[4109,3,4109,4],[4100,3,4100,4],[4101,3,4101,4],[4102,3,4102,4],[4103,3,4103,4],[4104,3,4104,4],[4095,3,4095,4],[4096,3,4096,4],[4097,3,4097,4],[4098,3,4098,4],[4099,3,4099,4],[4090,3,4090,4],[4091,3,4091,4],[4092,3,4092,4],[4093,3,4093,4],[4094,3,4094,4],[4125,3,4125,4],[4126,3,4126,4],[4127,3,4127,4],[4128,3,4128,4],[4129,3,4129,4],[4120,3,4120,4],[4121,3,4121,4],[4122,3,4122,4],[4123,3,4123,4],[4124,3,4124,4],[4115,3,4115,4],[4116,3,4116,4],[4117,3,4117,4],[4118,3,4118,4],[4119,3,4119,4],[4110,3,4110,4],[4111,3,4111,4],[4112,3,4112,4],[4113,3,4113,4],[4114,3,4114,4],[4145,3,4145,4],[4146,3,4146,4],[4147,3,4147,4],[4148,3,4148,4],[4149,3,4149,4],[4140,3,4140,4],[4141,3,4141,4],[4142,3,4142,4],[4143,3,4143,4],[4144,3,4144,4],[4135,3,4135,4],[4136,3,4136,4],[4137,3,4137,4],[4138,3,4138,4],[4139,3,4139,4],[4130,3,4130,4],[4131,3,4131,4],[4132,3,4132,4],[4133,3,4133,4],[4134,3,4134,4],[4165,3,4165,4],[4166,3,4166,4],[4167,3,4167,4],[4168,3,4168,4],[4169,3,4169,4],[4160,3,4160,4],[4161,3,4161,4],[4162,3,4162,4],[4163,3,4163,4],[4164,3,4164,4],[4155,3,4155,4],[4156,3,4156,4],[4157,3,4157,4],[4158,3,4158,4],[4159,3,4159,4],[4150,3,4150,4],[4151,3,4151,4],[4152,3,4152,4],[4153,3,4153,4],[4154,3,4154,4],[4185,3,4185,4],[4186,3,4186,4],[4187,3,4187,4],[4188,3,4188,4],[4189,3,4189,4],[4180,3,4180,4],[4181,3,4181,4],[4182,3,4182,4],[4183,3,4183,4],[4184,3,4184,4],[4175,3,4175,4],[4176,3,4176,4],[4177,3,4177,4],[4178,3,4178,4],[4179,3,4179,4],[4170,3,4170,4],[4171,3,4171,4],[4172,3,4172,4],[4173,3,4173,4],[4174,3,4174,4],[4205,3,4205,4],[4206,3,4206,4],[4207,3,4207,4],[4208,3,4208,4],[4209,3,4209,4],[4200,3,4200,4],[4201,3,4201,4],[4202,3,4202,4],[4203,3,4203,4],[4204,3,4204,4],[4195,3,4195,4],[4196,3,4196,4],[4197,3,4197,4],[4198,3,4198,4],[4199,3,4199,4],[4190,3,4190,4],[4191,3,4191,4],[4192,3,4192,4],[4193,3,4193,4],[4194,3,4194,4],[4225,3,4225,4],[4226,3,4226,4],[4227,3,4227,4],[4228,3,4228,4],[4229,3,4229,4],[4220,3,4220,4],[4221,3,4221,4],[4222,3,4222,4],[4223,3,4223,4],[4224,3,4224,4],[4215,3,4215,4],[4216,3,4216,4],[4217,3,4217,4],[4218,3,4218,4],[4219,3,4219,4],[4210,3,4210,4],[4211,3,4211,4],[4212,3,4212,4],[4213,3,4213,4],[4214,3,4214,4],[4245,3,4245,4],[4246,3,4246,4],[4247,3,4247,4],[4248,3,4248,4],[4249,3,4249,4],[4240,3,4240,4],[4241,3,4241,4],[4242,3,4242,4],[4243,3,4243,4],[4244,3,4244,4],[4235,3,4235,4],[4236,3,4236,4],[4237,3,4237,4],[4238,3,4238,4],[4239,3,4239,4],[4230,3,4230,4],[4231,3,4231,4],[4232,3,4232,4],[4233,3,4233,4],[4234,3,4234,4],[4265,3,4265,4],[4266,3,4266,4],[4267,3,4267,4],[4268,3,4268,4],[4269,3,4269,4],[4260,3,4260,4],[4261,3,4261,4],[4262,3,4262,4],[4263,3,4263,4],[4264,3,4264,4],[4255,3,4255,4],[4256,3,4256,4],[4257,3,4257,4],[4258,3,4258,4],[4259,3,4259,4],[4250,3,4250,4],[4251,3,4251,4],[4252,3,4252,4],[4253,3,4253,4],[4254,3,4254,4],[4285,3,4285,4],[4286,3,4286,4],[4287,3,4287,4],[4288,3,4288,4],[4289,3,4289,4],[4280,3,4280,4],[4281,3,4281,4],[4282,3,4282,4],[4283,3,4283,4],[4284,3,4284,4],[4275,3,4275,4],[4276,3,4276,4],[4277,3,4277,4],[4278,3,4278,4],[4279,3,4279,4],[4270,3,4270,4],[4271,3,4271,4],[4272,3,4272,4],[4273,3,4273,4],[4274,3,4274,4],[4305,3,4305,4],[4306,3,4306,4],[4307,3,4307,4],[4308,3,4308,4],[4309,3,4309,4],[4300,3,4300,4],[4301,3,4301,4],[4302,3,4302,4],[4303,3,4303,4],[4304,3,4304,4],[4295,3,4295,4],[4296,3,4296,4],[4297,3,4297,4],[4298,3,4298,4],[4299,3,4299,4],[4290,3,4290,4],[4291,3,4291,4],[4292,3,4292,4],[4293,3,4293,4],[4294,3,4294,4],[4325,3,4325,4],[4326,3,4326,4],[4327,3,4327,4],[4328,3,4328,4],[4329,3,4329,4],[4320,3,4320,4],[4321,3,4321,4],[4322,3,4322,4],[4323,3,4323,4],[4324,3,4324,4],[4315,3,4315,4],[4316,3,4316,4],[4317,3,4317,4],[4318,3,4318,4],[4319,3,4319,4],[4310,3,4310,4],[4311,3,4311,4],[4312,3,4312,4],[4313,3,4313,4],[4314,3,4314,4],[4345,3,4345,4],[4346,3,4346,4],[4347,3,4347,4],[4348,3,4348,4],[4349,3,4349,4],[4340,3,4340,4],[4341,3,4341,4],[4342,3,4342,4],[4343,3,4343,4],[4344,3,4344,4],[4335,3,4335,4],[4336,3,4336,4],[4337,3,4337,4],[4338,3,4338,4],[4339,3,4339,4],[4330,3,4330,4],[4331,3,4331,4],[4332,3,4332,4],[4333,3,4333,4],[4334,3,4334,4],[4365,3,4365,4],[4366,3,4366,4],[4367,3,4367,4],[4368,3,4368,4],[4369,3,4369,4],[4360,3,4360,4],[4361,3,4361,4],[4362,3,4362,4],[4363,3,4363,4],[4364,3,4364,4],[4355,3,4355,4],[4356,3,4356,4],[4357,3,4357,4],[4358,3,4358,4],[4359,3,4359,4],[4350,3,4350,4],[4351,3,4351,4],[4352,3,4352,4],[4353,3,4353,4],[4354,3,4354,4],[4385,3,4385,4],[4386,3,4386,4],[4387,3,4387,4],[4388,3,4388,4],[4389,3,4389,4],[4380,3,4380,4],[4381,3,4381,4],[4382,3,4382,4],[4383,3,4383,4],[4384,3,4384,4],[4375,3,4375,4],[4376,3,4376,4],[4377,3,4377,4],[4378,3,4378,4],[4379,3,4379,4],[4370,3,4370,4],[4371,3,4371,4],[4372,3,4372,4],[4373,3,4373,4],[4374,3,4374,4],[4405,3,4405,4],[4406,3,4406,4],[4407,3,4407,4],[4408,3,4408,4],[4409,3,4409,4],[4400,3,4400,4],[4401,3,4401,4],[4402,3,4402,4],[4403,3,4403,4],[4404,3,4404,4],[4395,3,4395,4],[4396,3,4396,4],[4397,3,4397,4],[4398,3,4398,4],[4399,3,4399,4],[4390,3,4390,4],[4391,3,4391,4],[4392,3,4392,4],[4393,3,4393,4],[4394,3,4394,4],[4425,3,4425,4],[4426,3,4426,4],[4427,3,4427,4],[4428,3,4428,4],[4429,3,4429,4],[4420,3,4420,4],[4421,3,4421,4],[4422,3,4422,4],[4423,3,4423,4],[4424,3,4424,4],[4415,3,4415,4],[4416,3,4416,4],[4417,3,4417,4],[4418,3,4418,4],[4419,3,4419,4],[4410,3,4410,4],[4411,3,4411,4],[4412,3,4412,4],[4413,3,4413,4],[4414,3,4414,4],[4445,3,4445,4],[4446,3,4446,4],[4447,3,4447,4],[4448,3,4448,4],[4449,3,4449,4],[4440,3,4440,4],[4441,3,4441,4],[4442,3,4442,4],[4443,3,4443,4]],"merged_total":1461,"flags":["merged_cut"]}
[1,2,3,4,5,6,7,8,9,10,11,12,13,14,15,16,17,18,19,20,21,22,23,24,25]
["RESULTADOS DE CONSULTAS PUNTUALES"]
[]
[null,"Datos ligados al lugar","Cuadro Chico","Cobertura Vegetal","Densidad local","Densidad regional","Clasificación por población","Concentración de SO2 base","Externalidades ",null,null,null,null,null,null,null,null,null,null,null,null,null,null,"Ext (pesos/Mwh)"]
[null,null,null,null,null,null,null,null,"Cambio Climático",null,null,"Salud",null,null,null,null,null,"Servicios ecosistémicos",null,null,"TOTAL"]
[null,null,null,null,null,null,null,null,"Total (pesos/Mwh)","CO2e (pesos/Mwh)","VPE (pesos)","Total (pesos/Mwh)","PM (pesos/Mwh)","Sulfatos (pesos/Mwh)","Nitratos (pesos/Mwh)","SO2 (pesos/Mwh)","VPE (pesos)","Total (pesos/Mwh)","SO2 (pesos/Mwh)","VPE (pesos)","Total (pesos/Mwh)","VPE (pesos)"]
[null,"Celda en turno",{"$f":"'Base Localidades'!D2207","v":2},{"$f":"'Base Localidades'!F2207","v":0.89739999999999998},{"$f":"'Base Localidades'!G2207","v":1.9934183385245829E-7},{"$f":"'Base Localidades'!I2207","v":2.5959851897248789E-5},{"$f":"'Base Localidades'!K2207","v":1},{"$f":"'Base Localidades'!L2207","v":10},{"$f":"IFERROR('Cálculos&Supuestos'!I215,0)","v":165.816},{"$f":"IFERROR('Cálculos&Supuestos'!I215,0)","v":165.816},{"$f":"IFERROR('Cálculos&Supuestos'!H214,0)","v":21371548584.959991},{"$f":"IFERROR('Cálculos&Supuestos'!G194,0)","v":100.99621857367192},{"$f":"IFERROR('Cálculos&Supuestos'!G189+'Cálculos&Supuestos'!G190,0)","v":1.0878696959823499},{"$f":"IFERROR('Cálculos&Supuestos'!G193,0)","v":99.830381516449989},{"$f":"IFERROR('Cálculos&Supuestos'!G192,0)","v":0},{"$f":"IFERROR('Cálculos&Supuestos'!G191,0)","v":7.7967361239578023E-2},{"$f":"IFERROR('Cálculos&Supuestos'!F188,0)","v":12285385747.921566},{"$f":"IFERROR('Cálculos&Supuestos'!I243,0)","v":91.731828768860879},{"$f":"IFERROR('Cálculos&Supuestos'!I243,0)","v":91.731828768860879},{"$f":"IFERROR('Cálculos&Supuestos'!I242,0)","v":302785484.98173541},{"$f":"(I7+L7+R7)","v":358.54404734253285},{"$f":"(K7+Q7+T7)","v":33959719817.863293},null,{"$f":"+U7","v":358.54404734253285}]
[null,{"$f":"C8","v":3},3,0.89739999999999998,2.0863890726604217E-7,2.5959851897248789E-5,1,10,165.816,165.816,21371548584.959999,101.05419999999999,1.0885,99.887699999999995,0,7.8E-2,12292438051.991199,91.731800000000007,91.731800000000007,302785484.9817,{"$f":"(I8+L8+R8)","v":358.60200000000003},{"$f":"(K8+Q8+U8)","v":33663986995.5532},null,{"$f":"+U8","v":358.60200000000003}]
[null,"N",1,0.89739999999999998,2.7724367663158139E-7,2.5959851897248789E-5,1,10,165.816,165.816,21371548584.959999,101.4439,1.0927,100.27290000000001,0,7.8299999999999995E-2,12339840760.587601,91.731800000000007,91.731800000000007,302785484.9817,358.99170000000004,33711389704.539299,null,358.99170000000004]
[null,"NE",0,0,0,0,0,0,0,0,0,0,0,0,0,0,0,0,0,0,0,0,null,0]
[null,"E",4,0.83179999999999998,9.7562224378699076E-8,2.543883997897997E-5,1,10,165.816,165.816,21371548584.959999,96.371200000000002,1.0381,95.258700000000005,0,7.4399999999999994E-2,11722783282.255699,85.026200000000003,85.026200000000003,280651845.78539997,347.21340000000004,33094332214.4291,null,347.21340000000004]
[null,"SE",9,0.83179999999999998,1.913258612039278E-8,2.543883997897997E-5,1,10,165.816,165.816,21371548584.959999,95.293099999999995,1.0264,94.193100000000001,0,7.3599999999999999E-2,11591642665.6884,85.026200000000003,85.026200000000003,280651845.78539997,346.13530000000003,32963191596.783699,null,346.13530000000003]
[null,"S",8,0.89739999999999998,2.0715972557942527E-8,2.5959851897248789E-5,1,10,165.816,165.816,21371548584.959999,99.209599999999995,1.0686,98.064300000000003,0,7.6600000000000001E-2,12068052019.491199,91.731800000000007,91.731800000000007,302785484.9817,356.75740000000002,33439600961.208599,null,356.75740000000002]
[null,"SO",7,0.89739999999999998,5.0800314871387724E-8,2.5959851897248789E-5,1,10,165.816,165.816,21371548584.959999,99.710499999999996,1.0740000000000001,98.5595,0,7.6999999999999999E-2,12128987635.445999,91.731800000000007,91.731800000000007,302785484.9817,357.25830000000002,33500536577.664299,null,357.25830000000002]
[null,"O",2,0.89739999999999998,1.9934183385245829E-7,2.5959851897248789E-5,1,10,165.816,165.816,21371548584.959999,100.9962,1.0879000000000001,99.830399999999997,0,7.8E-2,12285385747.9216,91.731800000000007,91.731800000000007,302785484.9817,358.54400000000004,33656934691.425598,null,358.54400000000004]
[null,"NO",0,0,0,0,0,0,0,0,0,0,0,0,0,0,0,0,0,0,0,0,null,0]
[]
[]
[]
[]
[]
[]
[]
[]
[]
[]
[]
[]
[]
[]
[]
[]
[]
[]
[]
["RESULTADOS DE CONSULTAS A NIVEL ESTATAL"]
[]
[null,{"$f":"Principal!C35","v":"Coahuila"},{"$f":"Principal!C13","v":"Carboeléctrica supercrítica con desulfurador (modelo Thermoflow 25)"}]
[null,"Cuadro","Participación por tipo de impacto (%)",null,null,"Participación por contaminante (%)",null,null,null,null,"Externalidad (pesos/Mwh)","Valor presente de la externalidad (pesos)",null,null,"Resumen de resultados"]
[null,null,"Cambio Climático (CC)","Salud (S)","Servicios Ecosistémicos (SE)","PM","SO2","Nitratos","Sulfatos","CO2",null,null,null,null,"Indicador","Externalidad por Mwh (pesos/Mwh)"]
[]
[null,null,null,null,null,null,null,null,null,null,null,null,null,null,"Media Ext",{"$f":"AVERAGE(K42:K1000)","v":{"$error":"#DIV/0!"}}]
[null,null,null,null,null,null,null,null,null,null,null,null,null,null,"DS Ext",{"$f":"STDEV(K42:K1000)","v":{"$error":"#DIV/0!"}}]
[null,null,null,null,null,null,null,null,null,null,null,null,null,null,"Mínimo Ext",{"$f":"MIN(K42:K1000)","v":0}]
[null,null,null,null,null,null,null,null,null,null,null,null,null,null,"Máximo Ext",{"$f":"MAX(K42:K1000)","v":0}]
[null,null,null,null,null,null,null,null,null,null,null,null,null,null,"Media Ext CC",{"$f":"AVERAGE(C42:C1000)","v":{"$error":"#DIV/0!"}}]
[null,null,null,null,null,null,null,null,null,null,null,null,null,null,"Media Ext S",{"$f":"AVERAGE(D42:D1000)","v":{"$error":"#DIV/0!"}}]
[null,null,null,null,null,null,null,null,null,null,null,null,null,null,"Media Ext SE",{"$f":"AVERAGE(E42:E1000)","v":{"$error":"#DIV/0!"}}]
[null,null,null,null,null,null,null,null,null,null,null,null,null,null,"Media Ext PM",{"$f":"AVERAGE(F42:F1000)","v":{"$error":"#DIV/0!"}}]
[null,null,null,null,null,null,null,null,null,null,null,null,null,null,"Media Ext SO2",{"$f":"AVERAGE(G42:G1000)","v":{"$error":"#DIV/0!"}}]
[null,null,null,null,null,null,null,null,null,null,null,null,null,null,"Media Ext Nitratos",{"$f":"AVERAGE(H42:H1000)","v":{"$error":"#DIV/0!"}}]
[null,null,null,null,null,null,null,null,null,null,null,null,null,null,"Media Ext Sulfatos",{"$f":"AVERAGE(I42:I1000)","v":{"$error":"#DIV/0!"}}]
[null,null,null,null,null,null,null,null,null,null,null,null,null,null,"Media Ext CO2e",{"$f":"AVERAGE(J42:J1000)","v":{"$error":"#DIV/0!"}}]
[]
[]
[]
[]
[]
[]
[]
[]
[]
[]
[]
[]
[]
[]
[]
[]
[]
[]
[]
[]
[]
[]
[]
[]
[]
[]
[]
[]
[]
[]
[]
[]
[]
[]
[]
[]
[]
[]
[]
[]
[]
[]
[]
[]
[]
[]
[]
[]
[]
[]
[]
[]
[]
[]
[]
[]
[]
[]
[]
[]
[]
[]
[]
[]
[]
[]
[]
[]
[]
[]
[]
[]
[]
[]
[]
[]
[]
[]
[]
[]
[]
[]
[]
[]
[]
[]
[]
[]
[]
[]
[]
[]
[]
[]
[]
[]
[]
[]
[]
[]
[]
[]
[]
[]
[]
[]
[]
[]
[]
[]
[]
[]
[]
[]
[]
[]
[]
[]
[]
[]
[]
[]
[]
[]
[]
[]
[]
[]
[]
[]
[]
[]
[]
[]
[]
[]
[]
[]
[]
[]
[]
[]
[]
[]
[]
[]
[]
[]
[]
[]
[]
[]
[]
[]
[]
[]
[]
[]
[]
[]
[]
[]
[]
[]
[]
[]
[]
[]
[]
[]
[]
[]
[]
[]
[]
[]
[]
[]
[]
[]
[]
[]
[]
[]
[]
[]
[]
[]
[]
[]
[]
[]
[]
[]
[]
[]
[]
[]
[]
[]
[]
[]
[]
[]
[]
[]
[]
[]
[]
[]
[]
[]
[]
[]
[]
[]
[]
[]
[]
[]
[]
[]
[]
[]
[]
[]
[]
[]
[]
[]
[]
[]
[]
[]
[]
[]
[]
[]
[]
[]
[]
[]
[]
[]
[]
[]
[]
[]
[]
[]
[]
[]
[]
[]
[]
[]
[]
[]
[]
[]
[]
[]
[]
[]
[]
[]
[]
[]
[]
[]
[]
[]
[]
[]
[]
[]
[]
[]
[]
[]
[]
[]
[]
[]
[]
[]
[]
[]
[]
[]
[]
[]
[]
[]
[]
[]
[]
[]
[]
[]
[]
[]
[]
[]
[]
[]
[]
[]
[]
[]
[]
[]
[]
[]
[]
[]
[]
[]
[]
[]
[]
[]
[]
[]
[]
[]
[]
[]
[]
[]
[]
[]
[]
[]
[]
[]
[]
[]
[]
[]
[]
[]
[]
[]
[]
[]
[]
[]
[]
[]
[]
[]
[]
[]
[]
[]
[]
[]
[]
[]
[]
[]
[]
[]
[]
[]
[]
[]
[]
[]
[]
[]
[]
[]
[]
[]
[]
[]
[]
[]
[]
[]
[]
[]
[]
[]
[]
[]
[]
[]
[]
[]
[]
[]
[]
[]
[]
[]
[]
[]
[]
[]
[]
[]
[]
[]
[]
[]
[]
[]
[]
[]
[]
[]
[]
[]
[]
[]
[]
[]
[]
[]
[]
[]
[]
[]
[]
[]
[]
[]
[]
[]
[]
[]
[]
[]
[]
[]
[]
[]
[]
[]
[]
[]
[]
[]
[]
[]
[]
[]
[]
[]
[]
[]
[]
[]
[]
[]
[]
[]
[]
[]
[]
[]
[]
[]
[]
[]
[]
[]
[]
[]
[]
[]
[]
[]
[]
[]
[]
[]
[]
[]
[]
[]
[]
[]
[]
[]
[]
[]
[]
[]
[]
[]
[]
[]
[]
[]
[]
[]
[]
[]
[]
[]
[]
[]
[]
[]
[]
[]
[]
[]
[]
[]
[]
[]
[]
[]
[]
[]
[]
[]
[]
[]
[]
[]
[]
[]
[]
[]
[]
[]
[]
[]
[]
[]
[]
[]
[]
[]
[]
[]
[]
[]
[]
[]
[]
[]
[]
[]
[]
[]
[]
[]
[]
[]
[]
[]
[]
[]
[]
[]
[]
[]
[]
[]
[]
[]
[]
[]
[]
[]
[]
[]
[]
[]
[]
[]
[]
[]
[]
[]
[]
[]
[]
[]
[]
[]
[]
[]
[]
[]
[]
[]
[]
[]
[]
[]
[]
[]
[]
[]
[]
[]
[]
[]
[]
[]
[]
[]
[]
[]
[]
[]
[]
[]
[]
[]
[]
[]
[]
[]
[]
[]
[]
[]
[]
[]
[]
[]
[]
[]
[]
[]
[]
[]
[]
[]
[]
[]
[]
[]
[]
[]
[]
[]
[]
[]
[]
[]
[]
[]
[]
[]
[]
[]
[]
[]
[]
[]
[]
[]
[]
[]
[]
[]
[]
[]
[]
[]
[]
[]
[]
[]
[]
[]
[]
[]
[]
[]
[]
[]
[]
[]
[]
[]
[]
[]
[]
[]
[]
[]
[]
[]
[]
[]
[]
[]
[]
[]
[]
[]
[]
[]
[]
[]
[]
[]
[]
[]
[]
[]
[]
[]
[]
[]
[]
[]
[]
[]
[]
[]
[]
[]
[]
[]
[]
[]
[]
[]
[]
[]
[]
[]
[]
[]
[]
[]
[]
[]
[]
[]
[]
[]
[]
[]
[]
[]
[]
[]
[]
[]
[]
[]
[]
[]
[]
[]
[]
[]
[]
[]
[]
[]
[]
[]
[]
[]
[]
[]
[]
[]
[]
[]
[]
[]
[]
[]
[]
[]
[]
[]
[]
[]
[]
[]
[]
[]
[]
[]
[]
[]
[]
[]
[]
[]
[]
[]
[]
[]
[]
[]
[]
[]
[]
[]
[]
[]
[]
[]
[]
[]
[]
[]
[]
[]
[]
[]
[]
[]
[]
[]
[]
[]
[]
[]
[]
[]
[]
[]
[]
[]
[]
[]
[]
[]
[]
[]
[]
[]
[]
[]
[]
[]
[]
[]
[]
[]
[]
[]
[]
[]
[]
[]
[]
[]
[]
[]
[]
[]
[]
[]
[]
[]
[]
[]
[]
[]
[]
[]
[]
[]
[]
[]
[]
[]
[]
[]
[]
[]
[]
[]
[]
[]
[]
[]
[]
[]
[]
[]
[]
[]
[]
[]
[]
[]
[]
[]
[]
[]
[]
[]
[]
[]
[]
[]
[]
[]
[]
[]
[]
[]
[]
[]
[]
[]
[]
[]
[]
[]
[]
[]
[]
[]
[]
[]
[]
[]
[]
[]
[]
[]
[]
[]
[]
[]
[]
[]
[]
[]
[]
[]
[]
[]
[]
[]
[]
[]
[]
[]
[]
[]
[]
[]
[]
[]
[]
[]
[]
[]
[]
[]
[]
[]
[]
[]
[]
[]
[]
[]
[]
[]
[]
[]
[]
[]
[]
[]
[]
[]
[]
[]
[]
[]
[]
[]
[]
[]
[]
[]
[]
[]
[]
[]
[]
[]
[]
[]
[]
[]
[]
[]
[]
[]
[]
[]
[]
[]
[]
[]
[]
[]
[]
[]
[]
[]
[]
[]
[]
[]
[]
[]
[]
[]
[]
[]
[]
[]
[]
[]
[]
[]
[]
[]
[]
[]
[]
[]
[]
[]
[]
[]
[]
[]
[]
[]
[]
[]
[]
[]
[]
[]
[]
[]
[]
[]
[]
[]
[]
[]
[]
[]
[]
[]
[]
[]
[]
[]
[]
[]
[]
[]
[]
[]
[]
[]
[]
[]
[]
[]
[]
[]
[]
[]
[]
[]
[]
[]
[]
[]
[]
[]
[]
[]
[]
[]
[]
[]
[]
[]
[]
[]
[]
[]
[]
[]
[]
[]
[]
[]
[]
[]
[]
[]
[]
[]
[]
[]
[]
[]
[]
[]
[]
[]
[]
[]
[]
[]
[]
[]
[]
[]
[]
[]
[]
[]
[]
[]
[]
[]
[]
[]
[]
[]
[]
[]
[]
[]
[]
[]
[]
[]
[]
[]
[]
[]
[]
[]
[]
[]
[]
[]
[]
[]
[]
[]
[]
[]
[]
[]
[]
[]
[]
[]
[]
[]
[]
[]
[]
[]
[]
[]
[]
[]
[]
[]
[]
[]
[]
[]
[]
[]
[]
[]
[]
[]
[]
[]
[]
[]
[]
[]
[]
[]
[]
[]
[]
[]
[]
[]
[]
[]
[]
[]
[]
[]
[]
[]
[]
[]
[]
[]
[]
[]
[]
[]
[]
[]
[]
[]
[]
[]
[]
[]
[]
[]
[]
[]
[]
[]
[]
[]
[]
[]
[]
[]
[]
[]
[]
[]
[]
[]
[]
[]
[]
[]
[]
[]
[]
[]
[]
[]
[]
[]
[]
[]
[]
[]
[]
[]
[]
[]
[]
[]
[]
[]
[]
[]
[]
[]
[]
[]
[]
[]
[]
[]
[]
[]
[]
[]
[]
[]
[]
[]
[]
[]
[]
[]
[]
[]
[]
[]
[]
[]
[]
[]
[]
[]
[]
[]
[]
[]
[]
[]
[]
[]
[]
[]
[]
[]
[]
[]
[]
[]
[]
[]
[]
[]
[]
[]
[]
[]
[]
[]
[]
[]
[]
[]
[]
[]
[]
[]
[]
[]
[]
[]
[]
[]
[]
[]
[]
[]
[]
[]
[]
[]
[]
[]
[]
[]
[]
[]
[]
[]
[]
[]
[]
[]
[]
[]
[]
[]
[]
[]
[]
[]
[]
[]
[]
[]
[]
[]
[]
[]
[]
[]
[]
[]
[]
[]
[]
[]
[]
[]
[]
[]
[]
[]
[]
[]
[]
[]
[]
[]
[]
[]
[]
[]
[]
[]
[]
[]
[]
[]
[]
[]
[]
[]
[]
[]
[]
[]
[]
[]
[]
[]
[]
[]
[]
[]
[]
[]
[]
[]
[]
[]
[]
[]
[]
[]
[]
[]
[]
[]
[]
[]
[]
[]
[]
[]
[]
[]
[]
[]
[]
[]
[]
[]
[]
[]
[]
[]
[]
[]
[]
[]
[]
[]
[]
[]
[]
[]
[]
[]
[]
[]
[]
[]
[]
[]
[]
[]
[]
[]
[]
[]
[]
[]
[]
[]
[]
[]
[]
[]
[]
[]
[]
[]
[]
[]
[]
[]
[]
[]
[]
[]
[]
[]
[]
[]
[]
[]
[]
[]
[]
[]
[]
[]
[]
[]
[]
[]
[]
[]
[]
[]
[]
[]
[]
[]
[]
[]
[]
[]
[]
[]
[]
[]
[]
[]
[]
[]
[]
[]
[]
[]
[]
[]
[]
[]
[]
[]
[]
[]
[]
[]
[]
[]
[]
[]
[]
[]
[]
[]
[]
[]
[]
[]
[]
[]
[]
[]
[]
[]
[]
[]
[]
[]
[]
[]
[]
[]
[]
[]
[]
[]
[]
[]
[]
[]
[]
[]
[]
[]
[]
[]
[]
[]
[]
[]
[]
[]
[]
[]
[]
[]
[]
[]
[]
[]
[]
[]
[]
[]
[]
[]
[]
[]
[]
[]
[]
[]
[]
[]
[]
[]
[]
[]
[]
[]
[]
[]
[]
[]
[]
[]
[]
[]
[]
[]
[]
[]
[]
[]
[]
[]
[]
[]
[]
[]
[]
[]
[]
[]
[]
[]
[]
[]
[]
[]
[]
[]
[]
[]
[]
[]
[]
[]
[]
[]
[]
[]
[]
[]
[]
[]
[]
[]
[]
[]
[]
[]
[]
[]
[]
[]
[]
[]
[]
[]
[]
[]
[]
[]
[]
[]
[]
[]
[]
[]
[]
[]
[]
[]
[]
[]
[]
[]
[]
[]
[]
[]
[]
[]
[]
[]
[]
[]
[]
[]
[]
[]
[]
[]
[]
[]
[]
[]
[]
[]
[]
[]
[]
[]
[]
[]
[]
[]
[]
[]
[]
[]
[]
[]
[]
[]
[]
[]
[]
[]
[]
[]
[]
[]
[]
[]
[]
[]
[]
[]
[]
[]
[]
[]
[]
[]
[]
[]
[]
[]
[]
[]
[]
[]
[]
[]
[]
[]
[]
[]
[]
[]
[]
[]
[]
[]
[]
[]
[]
[]
[]
[]
[]
[]
[]
[]
[]
[]
[]
[]
[]
[]
[]
[]
[]
[]
[]
[]
[]
[]
[]
[]
[]
[]
[]
[]
[]
[]
[]
[]
[]
[]
[]
[]
[]
[]
[]
[]
[]
[]
[]
[]
[]
[]
[]
[]
[]
[]
[]
[]
[]
[]
[]
[]
[]
[]
[]
[]
[]
[]
[]
[]
[]
[]
[]
[]
[]
[]
[]
[]
[]
[]
[]
[]
[]
[]
[]
[]
[]
[]
[]
[]
[]
[]
[]
[]
[]
[]
[]
[]
[]
[]
[]
[]
[]
[]
[]
[]
[]
[]
[]
[]
[]
[]
[]
[]
[]
[]
[]
[]
[]
[]
[]
[]
[]
[]
[]
[]
[]
[]
[]
[]
[]
[]
[]
[]
[]
[]
[]
[]
[]
[]
[]
[]
[]
[]
[]
[]
[]
[]
[]
[]
[]
[]
[]
[]
[]
[]
[]
[]
[]
[]
[]
[]
[]
[]
[]
[]
[]
[]
[]
[]
[]
[]
[]
[]
[]
[]
[]
[]
[]
[]
[]
[]
[]
[]
[]
[]
[]
[]
[]
[]
[]
[]
[]
[]
[]
[]
[]
[]
[]
[]
[]
[]
[]
[]
[]
[]
[]
[]
[]
[]
[]
[]
[]
[]
[]
[]
[]
[]
[]
[]
[]
[]
[]
[]
[]
[]
[]
[]
[]
[]
[]
[]
[]
[]
[]
[]
[]
[]
[]
[]
[]
[]
[]
[]
[]
[]
[]
[]
[]
[]
[]
[]
[]
[]
[]
[]
[]
[]
[]
[]
[]
[]
[]
[]
[]
[]
[]
[]
[]
[]
[]
[]
[]
[]
[]
[]
[]
[]
[]
[]
[]
[]
[]
[]
[]
[]
[]
[]
[]
[]
[]
[]
[]
[]
[]
[]
[]
[]
[]
[]
[]
[]
[]
[]
[]
[]
[]
[]
[]
[]
[]
[]
[]
[]
[]
[]
[]
[]
[]
[]
[]
[]
[]
[]
[]
[]
[]
[]
[]
[]
[]
[]
[]
[]
[]
[]
[]
[]
[]
[]
[]
[]
[]
[]
[]
[]
[]
[]
[]
[]
[]
[]
[]
[]
[]
[]
[]
[]
[]
[]
[]
[]
[]
[null,null,null,null,null,null,null,null,97323320.785300002]
[]
[]
[]
[]
[]
[]
[null,null,null,null,null,32.94391255829143,59.416699999999999]