## CentralesEléctricas100MWyMayore
País | Nombre de la instalación | Propietario (Compañía) | Operador | Latitud | Longitud | Ciudad (Nombre del sitio) | Municipio | Estado / Provincia / Territorio | Código postal | Dirección | Capacidad total (MW) | Capacidad total renovable (MW) | Fuente primaria de energía | Fuente primaria de energía renovable | Carbón (MW) | Gas natural (MW) | Petróleo (MW) | Otros (MW) | Hidroeléctrica (MW) | Bombeo hidráhulico (MW) | Nuclear (MW) | Solar (MW) | Eólica (MW) | Geotérmica (MW) | Biomasa (MW) | Marea (MW) | Fuente de información | Periodo de referencia
Estados Unidos | Barry | Alabama Power Co |  | 31.0069 | -88.0103 | Bucks | Mobile | Alabama | 36512 | North Highway 43 | 2160.5 | 0 | Carbón |  | 1088.5 | 1072 | 0 | 0 | 0 | 0 | 0 | 0 | 0 | 0 | 0 | 0 | EIA-860, EIA-860M and EIA-923 | 201603
Estados Unidos | Walter Bouldin Dam | Alabama Power Co |  | 32.5839 | -86.2831 | Wetumpka | Elmore | Alabama | 36092 | 750 Bouldin Dam Road | 225.9 | 225.9 | Hidroeléctrica | Hidroeléctrica | 0 | 0 | 0 | 0 | 225.9 | 0 | 0 | 0 | 0 | 0 | 0 | 0 | EIA-860, EIA-860M and EIA-923 | 201603
Estados Unidos | Gadsden | Alabama Power Co |  | 34.0128 | -85.9708 | Gadsden | Etowah | Alabama | 35903 | 1000 Goodyear Ave | 130 | 0 | Carbón |  | 130 | 0 | 0 | 0 | 0 | 0 | 0 | 0 | 0 | 0 | 0 | 0 | EIA-860, EIA-860M and EIA-923 | 201603
Estados Unidos | Gorgas | Alabama Power Co |  | 33.6443 | -87.1965 | Parrish | Walker | Alabama | 35580 | 460 Gorgas Road | 1034 | 0 | Carbón |  | 1034 | 0 | 0 | 0 | 0 | 0 | 0 | 0 | 0 | 0 | 0 | 0 | EIA-860, EIA-860M and EIA-923 | 201603
Estados Unidos | Greene County | Alabama Power Co |  | 32.6017 | -87.7811 | Demopolis | Greene | Alabama | 36732 | Highway 43 | 1237 | 0 | Gas natural |  | 497 | 740 | 0 | 0 | 0 | 0 | 0 | 0 | 0 | 0 | 0 | 0 | EIA-860, EIA-860M and EIA-923 | 201603
Estados Unidos | Jordan Dam | Alabama Power Co |  | 32.6189 | -86.2548 | Wetumpka | Elmore | Alabama | 36092 | 6150Jordan Dam Lane | 100 | 100 | Hidroeléctrica | Hidroeléctrica | 0 | 0 | 0 | 0 | 100 | 0 | 0 | 0 | 0 | 0 | 0 | 0 | EIA-860, EIA-860M and EIA-923 | 201603
Estados Unidos | Logan Martin Dam | Alabama Power Co |  | 33.4259 | -86.3375 | Vincent | Talladega | Alabama | 35178 | 299 Logan Martin Road | 135 | 135 | Hidroeléctrica | Hidroeléctrica | 0 | 0 | 0 | 0 | 135 | 0 | 0 | 0 | 0 | 0 | 0 | 0 | EIA-860, EIA-860M and EIA-923 | 201603
Estados Unidos | Lay Dam | Alabama Power Co |  | 32.9633 | -86.5187 | Clanton | Chilton | Alabama | 35045 | 626 County Road 794 | 178.8 | 178.8 | Hidroeléctrica | Hidroeléctrica | 0 | 0 | 0 | 0 | 178.8 | 0 | 0 | 0 | 0 | 0 | 0 | 0 | EIA-860, EIA-860M and EIA-923 | 201603
Estados Unidos | Martin Dam | Alabama Power Co |  | 32.6804 | -85.9114 | Dadeville | Elmore | Alabama | 36078 | 675 Overlook Drive | 186 | 186 | Hidroeléctrica | Hidroeléctrica | 0 | 0 | 0 | 0 | 186 | 0 | 0 | 0 | 0 | 0 | 0 | 0 | EIA-860, EIA-860M and EIA-923 | 201603
Estados Unidos | Mitchell Dam | Alabama Power Co |  | 32.806 | -86.4449 | Verbena | Coosa | Alabama | 36091 | 2235 County Road 93 | 165.9 | 165.9 | Hidroeléctrica | Hidroeléctrica | 0 | 0 | 0 | 0 | 165.9 | 0 | 0 | 0 | 0 | 0 | 0 | 0 | EIA-860, EIA-860M and EIA-923 | 201603
Estados Unidos | Lewis Smith Dam | Alabama Power Co |  | 33.9406 | -87.1077 | Jasper | Walker | Alabama | 35501 | 640 Powerhouse Road | 180 | 180 | Hidroeléctrica | Hidroeléctrica | 0 | 0 | 0 | 0 | 180 | 0 | 0 | 0 | 0 | 0 | 0 | 0 | EIA-860, EIA-860M and EIA-923 | 201603
Estados Unidos | E C Gaston | Alabama Power Co |  | 33.2442 | -86.4581 | Wilsonville | Shelby | Alabama | 35186 | 31972 Highway 25 North | 1878 | 0 | Carbón |  | 1606 | 256 | 16 | 0 | 0 | 0 | 0 | 0 | 0 | 0 | 0 | 0 | EIA-860, EIA-860M and EIA-923 | 201603
Estados Unidos | Browns Ferry | Tennessee Valley Authority |  | 34.7042 | -87.1189 | Decatur | Limestone | Alabama | 35609 | Shaw Rd. PO Box 2000 | 3309.4 | 0 | Nuclear |  | 0 | 0 | 0 | 0 | 0 | 0 | 3309.4 | 0 | 0 | 0 | 0 | 0 | EIA-860, EIA-860M and EIA-923 | 201603
Estados Unidos | Colbert | Tennessee Valley Authority |  | 34.7439 | -87.8486 | Tuscumbia | Colbert | Alabama | 35674 | 900 Steam Plant Rd. | 1547.2 | 0 | Carbón |  | 1184 | 363.2 | 0 | 0 | 0 | 0 | 0 | 0 | 0 | 0 | 0 | 0 | EIA-860, EIA-860M and EIA-923 | 201603
Estados Unidos | Guntersville | Tennessee Valley Authority |  | 34.4213 | -86.3939 | Guntersville | Marshall | Alabama | 35976 | 3464 Snow Point Rd. PO Box 399 | 122.7 | 122.7 | Hidroeléctrica | Hidroeléctrica | 0 | 0 | 0 | 0 | 122.7 | 0 | 0 | 0 | 0 | 0 | 0 | 0 | EIA-860, EIA-860M and EIA-923 | 201603
Estados Unidos | Wheeler Dam | Tennessee Valley Authority |  | 34.8069 | -87.3819 | Town Creek | Lawrence | Alabama | 35672 | 24455 Alabama Hwy 101 | 398.2 | 398.2 | Hidroeléctrica | Hidroeléctrica | 0 | 0 | 0 | 0 | 398.2 | 0 | 0 | 0 | 0 | 0 | 0 | 0 | EIA-860, EIA-860M and EIA-923 | 201603
Estados Unidos | Widows Creek | Tennessee Valley Authority |  | 34.883 | -85.7553 | Stevenson | Jackson | Alabama | 35772 | Steamplant Rd.Off Hwy 72 | 473 | 0 | Carbón |  | 473 | 0 | 0 | 0 | 0 | 0 | 0 | 0 | 0 | 0 | 0 | 0 | EIA-860, EIA-860M and EIA-923 | 201603
Estados Unidos | Dolet Hills | Cleco Power LLC |  | 32.0306 | -93.5692 | Mansfield | DeSoto | Louisiana | 71052 | 963 Power Plant Rd | 642.4 | 0 | Carbón |  | 642.4 | 0 | 0 | 0 | 0 | 0 | 0 | 0 | 0 | 0 | 0 | 0 | EIA-860, EIA-860M and EIA-923 | 201603
Estados Unidos | J K Smith | East Kentucky Power Coop, Inc |  | 37.8833 | -84.1017 | Winchester | Clark | Kentucky | 40391 | 12145 Irvine Road | 784 | 0 | Gas natural |  | 0 | 784 | 0 | 0 | 0 | 0 | 0 | 0 | 0 | 0 | 0 | 0 | EIA-860, EIA-860M and EIA-923 | 201603
Estados Unidos | Charles R Lowman | PowerSouth Energy Cooperative |  | 31.488 | -87.9107 | Leroy | Washington | Alabama | 36548 | Carson Road | 556 | 0 | Carbón |  | 556 | 0 | 0 | 0 | 0 | 0 | 0 | 0 | 0 | 0 | 0 | 0 | EIA-860, EIA-860M and EIA-923 | 201603
Estados Unidos | Platte | City of Grand Island - (NE) |  | 40.8548 | -98.3482 | Grand Island | Hall | Nebraska | 68801 | 1035 W Wildwood Drive | 100 | 0 | Carbón |  | 100 | 0 | 0 | 0 | 0 | 0 | 0 | 0 | 0 | 0 | 0 | 0 | EIA-860, EIA-860M and EIA-923 | 201603
Estados Unidos | Whelan Energy Center | City of Hastings - (NE) |  | 40.5809 | -98.3124 | Hastings | Adams | Nebraska | 68902 | 4520 East South St. | 309 | 0 | Carbón |  | 309 | 0 | 0 | 0 | 0 | 0 | 0 | 0 | 0 | 0 | 0 | 0 | EIA-860, EIA-860M and EIA-923 | 201603
Estados Unidos | Escalante | Tri-State G & T Assn, Inc |  | 35.4159 | -108.082 | Prewitt | McKinley | New Mexico | 87045 | County Road 19 | 247 | 0 | Carbón |  | 247 | 0 | 0 | 0 | 0 | 0 | 0 | 0 | 0 | 0 | 0 | 0 | EIA-860, EIA-860M and EIA-923 | 201603
Estados Unidos | Beluga | Chugach Electric Assn Inc |  | 61.1861 | -151.036 | Beluga | Kenai Peninsula | Alaska | 99682 | Beluga Power Plant | 300.4 | 0 | Gas natural |  | 0 | 300.4 | 0 | 0 | 0 | 0 | 0 | 0 | 0 | 0 | 0 | 0 | EIA-860, EIA-860M and EIA-923 | 201603
Estados Unidos | Frederickson | Puget Sound Energy Inc |  | 47.0797 | -122.365 | Tacoma | Pierce | Washington | 98446 | 4714 192nd St East | 134 | 0 | Gas natural |  | 0 | 134 | 0 | 0 | 0 | 0 | 0 | 0 | 0 | 0 | 0 | 0 | EIA-860, EIA-860M and EIA-923 | 201603
Estados Unidos | J S Eastwood | Southern California Edison Co |  | 37.1479 | -119.257 | Shaver Lake | Fresno | California | 93664 | Hwy 168 Sierra National Forest | 199.8 | 199.8 | Bombeo hidráulico | Bombeo hidráulico | 0 | 0 | 0 | 0 | 0 | 199.8 | 0 | 0 | 0 | 0 | 0 | 0 | EIA-860, EIA-860M and EIA-923 | 201603
Estados Unidos | Holcomb | Sunflower Electric Power Corp |  | 37.9308 | -100.973 | Holcomb | Finney | Kansas | 67851 | 2440 Holcomb Lane | 358.8 | 0 | Carbón |  | 358.8 | 0 | 0 | 0 | 0 | 0 | 0 | 0 | 0 | 0 | 0 | 0 | EIA-860, EIA-860M and EIA-923 | 201603
Estados Unidos | Cholla | Arizona Public Service Co |  | 34.9394 | -110.303 | Joseph City | Navajo | Arizona | 86032 | 4801 Cholla Lake Road | 767 | 0 | Carbón |  | 767 | 0 | 0 | 0 | 0 | 0 | 0 | 0 | 0 | 0 | 0 | 0 | EIA-860, EIA-860M and EIA-923 | 201603
Estados Unidos | Ocotillo | Arizona Public Service Co |  | 33.4225 | -111.912 | Tempe | Maricopa | Arizona | 85281 | 1500 East University | 320.6 | 0.6 | Gas natural | Solar | 0 | 320 | 0 | 0 | 0 | 0 | 0 | 0.6 | 0 | 0 | 0 | 0 | EIA-860, EIA-860M and EIA-923 | 201603
Estados Unidos | West Phoenix | Arizona Public Service Co |  | 33.4417 | -112.158 | Phoenix | Maricopa | Arizona | 85043 | 4606 West Hadley | 932 | 0 | Gas natural |  | 0 | 932 | 0 | 0 | 0 | 0 | 0 | 0 | 0 | 0 | 0 | 0 | EIA-860, EIA-860M and EIA-923 | 201603
Estados Unidos | Saguaro | Arizona Public Service Co |  | 32.5517 | -111.3 | Red Rock | Pinal | Arizona | 85245 | Mail Post 228 | 176 | 0 | Gas natural |  | 0 | 176 | 0 | 0 | 0 | 0 | 0 | 0 | 0 | 0 | 0 | 0 | EIA-860, EIA-860M and EIA-923 | 201603
Estados Unidos | Yucca | Arizona Public Service Co |  | 32.7214 | -114.711 | Yuma | Yuma | Arizona | 85364 | 7522 South Somerton Ave. | 328 | 0 | Gas natural |  | 0 | 257 | 71 | 0 | 0 | 0 | 0 | 0 | 0 | 0 | 0 | 0 | EIA-860, EIA-860M and EIA-923 | 201603
Estados Unidos | H Wilson Sundt Generating Station | Tucson Electric Power Co |  | 32.16 | -110.905 | Tucson | Pima | Arizona | 85714 | 3950 E Irvington Road | 470 | 0 | Gas natural |  | 156 | 314 | 0 | 0 | 0 | 0 | 0 | 0 | 0 | 0 | 0 | 0 | EIA-860, EIA-860M and EIA-923 | 201603
Estados Unidos | Oklaunion | Public Service Co of Oklahoma |  | 34.0825 | -99.1753 | Oklaunion | Wilbarger | Texas | 76373 | 12567 FM Rd 3430 | 650 | 0 | Carbón |  | 650 | 0 | 0 | 0 | 0 | 0 | 0 | 0 | 0 | 0 | 0 | 0 | EIA-860, EIA-860M and EIA-923 | 201603
Estados Unidos | Cross | South Carolina Public Service Authority |  | 33.3715 | -80.1132 | Cross | Berkeley | South Carolina | 29436 | 553 Cross Station Road | 2350 | 0 | Carbón |  | 2350 | 0 | 0 | 0 | 0 | 0 | 0 | 0 | 0 | 0 | 0 | 0 | EIA-860, EIA-860M and EIA-923 | 201603
Estados Unidos | Seminole (FL) | Seminole Electric Cooperative Inc |  | 29.7331 | -81.6328 | Palatka | Putnam | Florida | 32708 | State Highway 19 | 1309 | 0 | Carbón |  | 1309 | 0 | 0 | 0 | 0 | 0 | 0 | 0 | 0 | 0 | 0 | 0 | EIA-860, EIA-860M and EIA-923 | 201603
Estados Unidos | Agua Fria | Salt River Project |  | 33.5561 | -112.215 | Glendale | Maricopa | Arizona | 85303 | 7302 W Northern Ave | 626.2 | 0.2 | Gas natural | Solar | 0 | 626 | 0 | 0 | 0 | 0 | 0 | 0.2 | 0 | 0 | 0 | 0 | EIA-860, EIA-860M and EIA-923 | 201603
Estados Unidos | Horse Mesa | Salt River Project |  | 33.5907 | -111.344 | Phoenix | Maricopa | Arizona | 85072 | P.O. Box 52025 MS PAB 221 | 149 | 149 | Bombeo hidráulico | Bombeo hidráulico | 0 | 0 | 0 | 0 | 30 | 119 | 0 | 0 | 0 | 0 | 0 | 0 | EIA-860, EIA-860M and EIA-923 | 201603
Estados Unidos | Kyrene | Salt River Project |  | 33.3556 | -111.935 | Tempe | Maricopa | Arizona | 85283 | 7005 S Kyrene Rd. | 525 | 0 | Gas natural |  | 0 | 525 | 0 | 0 | 0 | 0 | 0 | 0 | 0 | 0 | 0 | 0 | EIA-860, EIA-860M and EIA-923 | 201603
Estados Unidos | McClure | Modesto Irrigation District |  | 37.6294 | -120.931 | Modesto | Stanislaus | California | 95354 | 639 S. McClure Rd. | 112 | 0 | Gas natural |  | 0 | 56 | 56 | 0 | 0 | 0 | 0 | 0 | 0 | 0 | 0 | 0 | EIA-860, EIA-860M and EIA-923 | 201603
Estados Unidos | Davis Dam | U S Bureau of Reclamation |  | 35.197 | -114.571 | Kingman | Mohave | Arizona | 86430 | N/A | 254.8 | 254.8 | Hidroeléctrica | Hidroeléctrica | 0 | 0 | 0 | 0 | 254.8 | 0 | 0 | 0 | 0 | 0 | 0 | 0 | EIA-860, EIA-860M and EIA-923 | 201603
Estados Unidos | Glen Canyon Dam | U S Bureau of Reclamation |  | 36.9366 | -111.484 | Page | Coconino | Arizona | 86040 | N/A | 1312 | 1312 | Hidroeléctrica | Hidroeléctrica | 0 | 0 | 0 | 0 | 1312 | 0 | 0 | 0 | 0 | 0 | 0 | 0 | EIA-860, EIA-860M and EIA-923 | 201603
Estados Unidos | Hoover Dam (NV) | U S Bureau of Reclamation |  | 36.0155 | -114.738 | Boulder City | Clark | Nevada | 89006 | N/A | 1039.4 | 1039.4 | Hidroeléctrica | Hidroeléctrica | 0 | 0 | 0 | 0 | 1039.4 | 0 | 0 | 0 | 0 | 0 | 0 | 0 | EIA-860, EIA-860M and EIA-923 | 201603
Estados Unidos | Apache Station | Arizona Electric Pwr Coop Inc |  | 32.0603 | -109.893 | Cochise | Cochise | Arizona | 85606 | 3525 N US Hwy 191 | 548.5 | 0 | Carbón |  | 350 | 198.5 | 0 | 0 | 0 | 0 | 0 | 0 | 0 | 0 | 0 | 0 | EIA-860, EIA-860M and EIA-923 | 201603
Estados Unidos | GREC | Grand River Dam Authority |  | 36.1903 | -95.2894 | Chouteau | Mayes | Oklahoma | 74337 | 8142 Hwy 412B | 1010 | 0 | Carbón |  | 1010 | 0 | 0 | 0 | 0 | 0 | 0 | 0 | 0 | 0 | 0 | 0 | EIA-860, EIA-860M and EIA-923 | 201603
Estados Unidos | Lake Catherine | Entergy Arkansas Inc |  | 34.4341 | -92.9049 | Jones Mill | Hot Spring | Arkansas | 72105 | Hwy. 270, PO Box 218 | 516.7 | 0 | Gas natural |  | 0 | 516.7 | 0 | 0 | 0 | 0 | 0 | 0 | 0 | 0 | 0 | 0 | EIA-860, EIA-860M and EIA-923 | 201603
Estados Unidos | Beaver Dam | USCE-Little Rock District |  | 36.4215 | -93.8474 | Eureka Springs | Carroll | Arkansas | 72631 | 774 Dam Site River Raod | 128.8 | 128.8 | Hidroeléctrica | Hidroeléctrica | 0 | 0 | 0 | 0 | 128.8 | 0 | 0 | 0 | 0 | 0 | 0 | 0 | EIA-860, EIA-860M and EIA-923 | 201603
Estados Unidos | Bull Shoals | USCE-Little Rock District |  | 36.3635 | -92.5763 | MOUNTAIN HOME | Marion | Arkansas | 72653 | 324 W 7TH | 370 | 370 | Hidroeléctrica | Hidroeléctrica | 0 | 0 | 0 | 0 | 370 | 0 | 0 | 0 | 0 | 0 | 0 | 0 | EIA-860, EIA-860M and EIA-923 | 201603
Estados Unidos | Dardanelle | USCE-Little Rock District |  | 35.2503 | -93.1686 | RUSSELLVILLE | Pope | Arkansas | 72801 | PO BOX 1087 | 140 | 140 | Hidroeléctrica | Hidroeléctrica | 0 | 0 | 0 | 0 | 140 | 0 | 0 | 0 | 0 | 0 | 0 | 0 | EIA-860, EIA-860M and EIA-923 | 201603
Estados Unidos | Thomas Fitzhugh | Arkansas Electric Coop Corp |  | 35.4624 | -93.8049 | Ozark | Franklin | Arkansas | 72949 | PO Box 78 | 162 | 0 | Gas natural |  | 0 | 162 | 0 | 0 | 0 | 0 | 0 | 0 | 0 | 0 | 0 | 0 | EIA-860, EIA-860M and EIA-923 | 201603
Estados Unidos | Carl Bailey | Arkansas Electric Coop Corp |  | 35.2601 | -91.3634 | Augusta | Woodruff | Arkansas | 72006 | PO Box 503 | 122 | 0 | Gas natural |  | 0 | 122 | 0 | 0 | 0 | 0 | 0 | 0 | 0 | 0 | 0 | 0 | EIA-860, EIA-860M and EIA-923 | 201603
Estados Unidos | McClellan (AR) | Arkansas Electric Coop Corp |  | 33.5648 | -92.7917 | Camden | Ouachita | Arkansas | 71701 | PO Box 187 | 134 | 0 | Gas natural |  | 0 | 134 | 0 | 0 | 0 | 0 | 0 | 0 | 0 | 0 | 0 | 0 | EIA-860, EIA-860M and EIA-923 | 201603
Estados Unidos | Clinton Power Station | Exelon Nuclear |  | 40.1719 | -88.8339 | Clinton | DeWitt | Illinois | 61727 | Rt. 54 West | 1065 | 0 | Nuclear |  | 0 | 0 | 0 | 0 | 0 | 0 | 1065 | 0 | 0 | 0 | 0 | 0 | EIA-860, EIA-860M and EIA-923 | 201603
Estados Unidos | St Johns River Power Park | JEA |  | 30.4308 | -81.5508 | Jacksonville | Duval | Florida | 32226 | 11201 New Burlin Road | 1252 | 0 | Carbón |  | 1252 | 0 | 0 | 0 | 0 | 0 | 0 | 0 | 0 | 0 | 0 | 0 | EIA-860, EIA-860M and EIA-923 | 201603
Estados Unidos | Wolf Creek Generating Station | Wolf Creek Nuclear Optg Corp |  | 38.2393 | -95.6898 | Burlington | Coffey | Kansas | 66839 | 1550 Oxen Lane N.E. | 1175 | 0 | Nuclear |  | 0 | 0 | 0 | 0 | 0 | 0 | 1175 | 0 | 0 | 0 | 0 | 0 | EIA-860, EIA-860M and EIA-923 | 201603
Estados Unidos | Balch 2 | Pacific Gas & Electric Co |  | 36.9089 | -119.088 | Balch Camp | Fresno | California | 93649 | Trimmer Springs Road | 105 | 105 | Hidroeléctrica | Hidroeléctrica | 0 | 0 | 0 | 0 | 105 | 0 | 0 | 0 | 0 | 0 | 0 | 0 | EIA-860, EIA-860M and EIA-923 | 201603
Estados Unidos | Belden | Pacific Gas & Electric Co |  | 40.0074 | -121.249 | Belden | Plumas | California | 95915 | NA | 125 | 125 | Hidroeléctrica | Hidroeléctrica | 0 | 0 | 0 | 0 | 125 | 0 | 0 | 0 | 0 | 0 | 0 | 0 | EIA-860, EIA-860M and EIA-923 | 201603
Estados Unidos | Caribou 2 | Pacific Gas & Electric Co |  | 40.086 | -121.149 | Belden | Plumas | California | 95956 | 1000 Caribou Road | 120 | 120 | Hidroeléctrica | Hidroeléctrica | 0 | 0 | 0 | 0 | 120 | 0 | 0 | 0 | 0 | 0 | 0 | 0 | EIA-860, EIA-860M and EIA-923 | 201603
Estados Unidos | Haas | Pacific Gas & Electric Co |  | 36.9274 | -119.02 | Balch Camp | Fresno | California | 93649 | Trimmer Springs Road | 144 | 144 | Hidroeléctrica | Hidroeléctrica | 0 | 0 | 0 | 0 | 144 | 0 | 0 | 0 | 0 | 0 | 0 | 0 | EIA-860, EIA-860M and EIA-923 | 201603
Estados Unidos | Humboldt Bay | Pacific Gas & Electric Co |  | 40.7415 | -124.21 | Eureka | Humboldt | California | 95503 | Buhne Pt. 1000 King Salmon Ave | 163.4 | 0 | Gas natural |  | 0 | 163.4 | 0 | 0 | 0 | 0 | 0 | 0 | 0 | 0 | 0 | 0 | EIA-860, EIA-860M and EIA-923 | 201603
Estados Unidos | James B Black | Pacific Gas & Electric Co |  | 40.9923 | -121.975 | Big Bend | Shasta | California | 96065 | Pitt 5 Road | 172 | 172 | Hidroeléctrica | Hidroeléctrica | 0 | 0 | 0 | 0 | 172 | 0 | 0 | 0 | 0 | 0 | 0 | 0 | EIA-860, EIA-860M and EIA-923 | 201603
Estados Unidos | Dynegy Moss Landing Power Plant | Dynegy -Moss Landing LLC |  | 36.8048 | -121.782 | Moss Landing | Monterey | California | 95039 | 7301 State Highway 1 | 2529 | 0 | Gas natural |  | 0 | 2529 | 0 | 0 | 0 | 0 | 0 | 0 | 0 | 0 | 0 | 0 | EIA-860, EIA-860M and EIA-923 | 201603
Estados Unidos | Pit 5 | Pacific Gas & Electric Co |  | 40.9862 | -121.978 | Big Bend | Shasta | California | 96011 | Pit 5 Road | 160 | 160 | Hidroeléctrica | Hidroeléctrica | 0 | 0 | 0 | 0 | 160 | 0 | 0 | 0 | 0 | 0 | 0 | 0 | EIA-860, EIA-860M and EIA-923 | 201603
Estados Unidos | Pit 7 | Pacific Gas & Electric Co |  | 40.8475 | -121.991 | Montgomery Creek | Shasta | California | 96065 | Fender's Ferry Road | 113 | 113 | Hidroeléctrica | Hidroeléctrica | 0 | 0 | 0 | 0 | 113 | 0 | 0 | 0 | 0 | 0 | 0 | 0 | EIA-860, EIA-860M and EIA-923 | 201603
Estados Unidos | Pittsburg Power | NRG Delta LLC |  | 38.0392 | -121.894 | Pittsburg | Contra Costa | California | 94565 | 696 W. 10th Street | 1311 | 0 | Gas natural |  | 0 | 1311 | 0 | 0 | 0 | 0 | 0 | 0 | 0 | 0 | 0 | 0 | EIA-860, EIA-860M and EIA-923 | 201603
Estados Unidos | Poe | Pacific Gas & Electric Co |  | 39.7229 | -121.47 | Storrie | Butte | California | 95980 | Poe Road off Highway 70 | 120 | 120 | Hidroeléctrica | Hidroeléctrica | 0 | 0 | 0 | 0 | 120 | 0 | 0 | 0 | 0 | 0 | 0 | 0 | EIA-860, EIA-860M and EIA-923 | 201603
Estados Unidos | Rock Creek | Pacific Gas & Electric Co |  | 39.9052 | -121.345 | Storrie | Plumas | California | 95980 | NA | 126 | 126 | Hidroeléctrica | Hidroeléctrica | 0 | 0 | 0 | 0 | 126 | 0 | 0 | 0 | 0 | 0 | 0 | 0 | EIA-860, EIA-860M and EIA-923 | 201603
Estados Unidos | Geysers Unit 5-20 | Geysers Power Co LLC |  | 38.777 | -122.745 | Middletown | Sonoma | California | 95461 | 10350 Socrates Mine Road | 704 | 704 | Geotérmica | Geotérmica | 0 | 0 | 0 | 0 | 0 | 0 | 0 | 0 | 0 | 704 | 0 | 0 | EIA-860, EIA-860M and EIA-923 | 201603
Estados Unidos | Limestone | NRG Texas Power LLC |  | 31.4219 | -96.2525 | Jewett | Limestone | Texas | 75846 | Route1, Box 85 | 1689 | 0 | Carbón |  | 1689 | 0 | 0 | 0 | 0 | 0 | 0 | 0 | 0 | 0 | 0 | 0 | EIA-860, EIA-860M and EIA-923 | 201603
Estados Unidos | Encina | NRG Cabrillo Power Ops Inc |  | 33.1361 | -117.336 | Carlsbad | San Diego | California | 92008 | 4600 Carlsbad Blvd. | 964 | 0 | Gas natural |  | 0 | 964 | 0 | 0 | 0 | 0 | 0 | 0 | 0 | 0 | 0 | 0 | EIA-860, EIA-860M and EIA-923 | 201603
Estados Unidos | AES Alamitos LLC | AES Alamitos LLC |  | 33.7688 | -118.101 | Long Beach | Los Angeles | California | 90803 | 690 N Studebaker Road | 1997 | 0 | Gas natural |  | 0 | 1997 | 0 | 0 | 0 | 0 | 0 | 0 | 0 | 0 | 0 | 0 | EIA-860, EIA-860M and EIA-923 | 201603
Estados Unidos | Big Creek 3 | Southern California Edison Co |  | 37.1485 | -119.387 | Auberry | Fresno | California | 93602 | 47369 Lower Redinger Road | 173.5 | 173.5 | Hidroeléctrica | Hidroeléctrica | 0 | 0 | 0 | 0 | 173.5 | 0 | 0 | 0 | 0 | 0 | 0 | 0 | EIA-860, EIA-860M and EIA-923 | 201603
Estados Unidos | Big Creek 4 | Southern California Edison Co |  | 37.139 | -119.49 | North Fork | Madera | California | 93643 | Sierra National Forest | 100 | 100 | Hidroeléctrica | Hidroeléctrica | 0 | 0 | 0 | 0 | 100 | 0 | 0 | 0 | 0 | 0 | 0 | 0 | EIA-860, EIA-860M and EIA-923 | 201603
Estados Unidos | Big Creek 2A | Southern California Edison Co |  | 37.2001 | -119.307 | Auberry | Fresno | California | 93605 | Sierra National Forest | 100 | 100 | Hidroeléctrica | Hidroeléctrica | 0 | 0 | 0 | 0 | 100 | 0 | 0 | 0 | 0 | 0 | 0 | 0 | EIA-860, EIA-860M and EIA-923 | 201603
Estados Unidos | Etiwanda Generating Station | NRG California South LP |  | 34.0912 | -117.527 | Rancho Cucamonga | San Bernardino | California | 91739 | 8996 Etiwanda Road | 640 | 0 | Gas natural |  | 0 | 640 | 0 | 0 | 0 | 0 | 0 | 0 | 0 | 0 | 0 | 0 | EIA-860, EIA-860M and EIA-923 | 201603
Estados Unidos | AES Huntington Beach LLC | AES Huntington Beach LLC |  | 33.6439 | -117.979 | Huntington Beach | Orange | California | 92646 | 21730 Newland Street | 451.6 | 0 | Gas natural |  | 0 | 451.6 | 0 | 0 | 0 | 0 | 0 | 0 | 0 | 0 | 0 | 0 | EIA-860, EIA-860M and EIA-923 | 201603
Estados Unidos | Long Beach Generation LLC | NRG El Segundo Operations Inc |  | 33.7641 | -118.225 | Long Beach | Los Angeles | California | 90802 | 2665 Pier "S" Lane | 260 | 0 | Gas natural |  | 0 | 260 | 0 | 0 | 0 | 0 | 0 | 0 | 0 | 0 | 0 | 0 | EIA-860, EIA-860M and EIA-923 | 201603
Estados Unidos | Mammoth Pool | Southern California Edison Co |  | 37.2203 | -119.338 | North Fork | Madera | California | 93643 | Sierra National Forest | 160 | 160 | Hidroeléctrica | Hidroeléctrica | 0 | 0 | 0 | 0 | 160 | 0 | 0 | 0 | 0 | 0 | 0 | 0 | EIA-860, EIA-860M and EIA-923 | 201603
Estados Unidos | Mandalay | NRG California South LP |  | 34.2067 | -119.251 | Oxnard | Ventura | California | 93035 | 393 N. Harbor Blvd | 560 | 0 | Gas natural |  | 0 | 560 | 0 | 0 | 0 | 0 | 0 | 0 | 0 | 0 | 0 | 0 | EIA-860, EIA-860M and EIA-923 | 201603
Estados Unidos | Ormond Beach | NRG California South LP |  | 34.1292 | -119.169 | Oxnard | Ventura | California | 93033 | 6635 S. Edison Drive | 1516 | 0 | Gas natural |  | 0 | 1516 | 0 | 0 | 0 | 0 | 0 | 0 | 0 | 0 | 0 | 0 | EIA-860, EIA-860M and EIA-923 | 201603
Estados Unidos | AES Redondo Beach LLC | AES Redondo Beach LLC |  | 33.8504 | -118.395 | Redondo Beach | Los Angeles | California | 90277 | 1100 N. Harbor Drive | 1310 | 0 | Gas natural |  | 0 | 1310 | 0 | 0 | 0 | 0 | 0 | 0 | 0 | 0 | 0 | 0 | EIA-860, EIA-860M and EIA-923 | 201603
Estados Unidos | Mountainview Generating Station | Southern California Edison Co |  | 34.0818 | -117.242 | Redlands | San Bernardino | California | 92374 | 2492 West San Bernardino Ave. | 972 | 0 | Gas natural |  | 0 | 972 | 0 | 0 | 0 | 0 | 0 | 0 | 0 | 0 | 0 | 0 | EIA-860, EIA-860M and EIA-923 | 201603
Estados Unidos | Columbia Generating Station | Energy Northwest |  | 46.4711 | -119.334 | Richland | Benton | Washington | 99352 | PO Box 968 | 1158 | 0 | Nuclear |  | 0 | 0 | 0 | 0 | 0 | 0 | 1158 | 0 | 0 | 0 | 0 | 0 | EIA-860, EIA-860M and EIA-923 | 201603
Estados Unidos | Grayson | City of Glendale - (CA) |  | 34.1556 | -118.278 | Glendale | Los Angeles | California | 91201 | 800 Air Way | 256 | 58 | Gas natural | Biomasa | 0 | 198 | 0 | 0 | 0 | 0 | 0 | 0 | 0 | 0 | 58 | 0 | EIA-860, EIA-860M and EIA-923 | 201603
Estados Unidos | Dion R Holm | City & County of San Francisco |  | 37.8966 | -119.967 | Groveland | Tuolumne | California | 95321 | Cherry Lake Road | 156.8 | 156.8 | Hidroeléctrica | Hidroeléctrica | 0 | 0 | 0 | 0 | 156.8 | 0 | 0 | 0 | 0 | 0 | 0 | 0 | EIA-860, EIA-860M and EIA-923 | 201603
Estados Unidos | Moccasin | City & County of San Francisco |  | 37.8094 | -120.299 | Moccasin | Tuolumne | California | 95347 | Hwy 120-49 junction | 100 | 100 | Hidroeléctrica | Hidroeléctrica | 0 | 0 | 0 | 0 | 100 | 0 | 0 | 0 | 0 | 0 | 0 | 0 | EIA-860, EIA-860M and EIA-923 | 201603
Estados Unidos | R C Kirkwood | City & County of San Francisco |  | 37.8777 | -119.953 | Groveland | Tuolumne | California | 95321 | Cherry Lake Road | 115.5 | 115.5 | Hidroeléctrica | Hidroeléctrica | 0 | 0 | 0 | 0 | 115.5 | 0 | 0 | 0 | 0 | 0 | 0 | 0 | EIA-860, EIA-860M and EIA-923 | 201603
Estados Unidos | Joliet 29 | Midwest Generations EME LLC |  | 41.4946 | -88.1238 | Joliet | Will | Illinois | 60436 | 1800 Channahon Rd | 1036 | 0 | Carbón |  | 1036 | 0 | 0 | 0 | 0 | 0 | 0 | 0 | 0 | 0 | 0 | 0 | EIA-860, EIA-860M and EIA-923 | 201603
Estados Unidos | El Centro | Imperial Irrigation District |  | 32.8022 | -115.54 | El Centro | Imperial | California | 92243 | 485 E. Villa Avenue | 314 | 0 | Gas natural |  | 0 | 314 | 0 | 0 | 0 | 0 | 0 | 0 | 0 | 0 | 0 | 0 | EIA-860, EIA-860M and EIA-923 | 201603
Estados Unidos | Castaic | Los Angeles Department of Water & Power |  | 34.5872 | -118.657 | Castaic | Los Angeles | California | 91384 | 37700 Templin Hwy | 1631 | 1631 | Bombeo hidráulico | Bombeo hidráulico | 0 | 0 | 0 | 0 | 56 | 1575 | 0 | 0 | 0 | 0 | 0 | 0 | EIA-860, EIA-860M and EIA-923 | 201603
Estados Unidos | Harbor | Los Angeles Department of Water & Power |  | 33.7856 | -118.264 | Wilmington | Los Angeles | California | 90744 | 161 N. Island Ave. | 461 | 0 | Gas natural |  | 0 | 461 | 0 | 0 | 0 | 0 | 0 | 0 | 0 | 0 | 0 | 0 | EIA-860, EIA-860M and EIA-923 | 201603
Estados Unidos | Haynes | Los Angeles Department of Water & Power |  | 33.7647 | -118.099 | Long Beach | Los Angeles | California | 90803 | 6801 E. 2nd St. | 1571.8 | 0 | Gas natural |  | 0 | 1571.8 | 0 | 0 | 0 | 0 | 0 | 0 | 0 | 0 | 0 | 0 | EIA-860, EIA-860M and EIA-923 | 201603
Estados Unidos | Scattergood | Los Angeles Department of Water & Power |  | 33.9182 | -118.428 | Playa Dal Ray | Los Angeles | California | 90293 | 12700 Vista Del Mar | 351 | 0 | Gas natural |  | 0 | 351 | 0 | 0 | 0 | 0 | 0 | 0 | 0 | 0 | 0 | 0 | EIA-860, EIA-860M and EIA-923 | 201603
Estados Unidos | Valley (CA) | Los Angeles Department of Water & Power |  | 34.245 | -118.391 | Sun Valley | Los Angeles | California | 91352 | 11801 Sheldon St. | 556 | 0 | Gas natural |  | 0 | 556 | 0 | 0 | 0 | 0 | 0 | 0 | 0 | 0 | 0 | 0 | EIA-860, EIA-860M and EIA-923 | 201603
Estados Unidos | Glenarm | City of Pasadena - (CA) |  | 34.126 | -118.149 | Pasadena | Los Angeles | California | 91105 | 43 East State Street | 151.6 | 0 | Gas natural |  | 0 | 151.6 | 0 | 0 | 0 | 0 | 0 | 0 | 0 | 0 | 0 | 0 | EIA-860, EIA-860M and EIA-923 | 201603
Estados Unidos | Middle Fork | Placer County Water Agency |  | 39.0248 | -120.596 | Foresthill | Placer | California | 95631 | 5000 Mosquito Ridge Rd. | 122 | 122 | Hidroeléctrica | Hidroeléctrica | 0 | 0 | 0 | 0 | 122 | 0 | 0 | 0 | 0 | 0 | 0 | 0 | EIA-860, EIA-860M and EIA-923 | 201603
Estados Unidos | Camino | Sacramento Municipal Util Dist |  | 38.8288 | -120.537 | Camino | El Dorado | California | 95726 | Highway 50 | 155.9 | 155.9 | Hidroeléctrica | Hidroeléctrica | 0 | 0 | 0 | 0 | 155.9 | 0 | 0 | 0 | 0 | 0 | 0 | 0 | EIA-860, EIA-860M and EIA-923 | 201603
Estados Unidos | Jaybird | Sacramento Municipal Util Dist |  | 38.834 | -120.532 | Camino | El Dorado | California | 95725 | Highway 50 | 156.2 | 156.2 | Hidroeléctrica | Hidroeléctrica | 0 | 0 | 0 | 0 | 156.2 | 0 | 0 | 0 | 0 | 0 | 0 | 0 | EIA-860, EIA-860M and EIA-923 | 201603
Estados Unidos | White Rock/Slab Creek | Sacramento Municipal Util Dist |  | 38.7653 | -120.787 | Placerville | El Dorado | California | 95709 | Highway 50 | 241 | 241 | Hidroeléctrica | Hidroeléctrica | 0 | 0 | 0 | 0 | 241 | 0 | 0 | 0 | 0 | 0 | 0 | 0 | EIA-860, EIA-860M and EIA-923 | 201603
Estados Unidos | Devil Canyon | California Dept. of Water Resources |  | 34.2056 | -117.334 | San Bernardino | San Bernardino | California | 92407 | 6900 Devil Canyon Rd. | 262 | 262 | Hidroeléctrica | Hidroeléctrica | 0 | 0 | 0 | 0 | 262 | 0 | 0 | 0 | 0 | 0 | 0 | 0 | EIA-860, EIA-860M and EIA-923 | 201603
Estados Unidos | Edward C Hyatt | California Dept. of Water Resources |  | 39.543 | -121.492 | Oroville | Butte | California | 95966 | 460 Glen Dr. | 743.1 | 743.1 | Hidroeléctrica | Hidroeléctrica | 0 | 0 | 0 | 0 | 405.9 | 337.2 | 0 | 0 | 0 | 0 | 0 | 0 | EIA-860, EIA-860M and EIA-923 | 201603
Estados Unidos | Thermalito | California Dept. of Water Resources |  | 39.5149 | -121.63 | Oroville | Butte | California | 95966 | 460 Glen Dr. | 115.1 | 115.1 | Bombeo hidráulico | Bombeo hidráulico | 0 | 0 | 0 | 0 | 32.6 | 82.5 | 0 | 0 | 0 | 0 | 0 | 0 | EIA-860, EIA-860M and EIA-923 | 201603
Estados Unidos | Don Pedro | Turlock Irrigation District |  | 37.696 | -120.42 | La Grange | Tuolumne | California | 95329 | 21 Bonds Flat Road | 203.2 | 203.2 | Hidroeléctrica | Hidroeléctrica | 0 | 0 | 0 | 0 | 203.2 | 0 | 0 | 0 | 0 | 0 | 0 | 0 | EIA-860, EIA-860M and EIA-923 | 201603
Estados Unidos | Folsom | U S Bureau of Reclamation |  | 38.7067 | -121.158 | Folsom | Sacramento | California | 95630 | N/A | 215.1 | 215.1 | Hidroeléctrica | Hidroeléctrica | 0 | 0 | 0 | 0 | 215.1 | 0 | 0 | 0 | 0 | 0 | 0 | 0 | EIA-860, EIA-860M and EIA-923 | 201603
Estados Unidos | Judge F Carr | U S Bureau of Reclamation |  | 40.6469 | -122.627 | French Gulch | Shasta | California | 96003 | N/A | 177.4 | 177.4 | Hidroeléctrica | Hidroeléctrica | 0 | 0 | 0 | 0 | 177.4 | 0 | 0 | 0 | 0 | 0 | 0 | 0 | EIA-860, EIA-860M and EIA-923 | 201603
Estados Unidos | Keswick | U S Bureau of Reclamation |  | 40.6119 | -122.446 | Redding | Shasta | California | 96003 | N/A | 117 | 117 | Hidroeléctrica | Hidroeléctrica | 0 | 0 | 0 | 0 | 117 | 0 | 0 | 0 | 0 | 0 | 0 | 0 | EIA-860, EIA-860M and EIA-923 | 201603
Estados Unidos | Shasta | U S Bureau of Reclamation |  | 40.7175 | -122.422 | Redding | Shasta | California | 96003 | n/a | 714 | 714 | Hidroeléctrica | Hidroeléctrica | 0 | 0 | 0 | 0 | 714 | 0 | 0 | 0 | 0 | 0 | 0 | 0 | EIA-860, EIA-860M and EIA-923 | 201603
Estados Unidos | Parker Dam | U S Bureau of Reclamation |  | 34.2953 | -114.14 | Parker | San Bernardino | California | 92267 | n/a | 120 | 120 | Hidroeléctrica | Hidroeléctrica | 0 | 0 | 0 | 0 | 120 | 0 | 0 | 0 | 0 | 0 | 0 | 0 | EIA-860, EIA-860M and EIA-923 | 201603
Estados Unidos | W R Gianelli | California Dept. of Water Resources |  | 37.0692 | -121.077 | Gustine | Merced | California | 95322 | 31770 Gonzaga Rd. | 401 | 401 | Bombeo hidráulico | Bombeo hidráulico | 0 | 0 | 0 | 0 | 0 | 401 | 0 | 0 | 0 | 0 | 0 | 0 | EIA-860, EIA-860M and EIA-923 | 201603
Estados Unidos | Spring Creek | U S Bureau of Reclamation |  | 40.6281 | -122.468 | Redding | Shasta | California | 96003 | n/a | 180 | 180 | Hidroeléctrica | Hidroeléctrica | 0 | 0 | 0 | 0 | 180 | 0 | 0 | 0 | 0 | 0 | 0 | 0 | EIA-860, EIA-860M and EIA-923 | 201603
Estados Unidos | Trinity | U S Bureau of Reclamation |  | 40.7973 | -122.763 | Weaverville | Trinity | California | 96003 | n/a | 140 | 140 | Hidroeléctrica | Hidroeléctrica | 0 | 0 | 0 | 0 | 140 | 0 | 0 | 0 | 0 | 0 | 0 | 0 | EIA-860, EIA-860M and EIA-923 | 201603
Estados Unidos | Colgate | Yuba County Water Agency |  | 39.3308 | -121.192 | Dobbins | Yuba | California | 95935 | 12700 Lake Francis Rd | 315 | 315 | Hidroeléctrica | Hidroeléctrica | 0 | 0 | 0 | 0 | 315 | 0 | 0 | 0 | 0 | 0 | 0 | 0 | EIA-860, EIA-860M and EIA-923 | 201603
Estados Unidos | Cabin Creek | Public Service Co of Colorado |  | 39.6551 | -105.709 | Georgetown | Clear Creek | Colorado | 80444 | 5167 Guanella Pass Road | 324 | 324 | Bombeo hidráulico | Bombeo hidráulico | 0 | 0 | 0 | 0 | 0 | 324 | 0 | 0 | 0 | 0 | 0 | 0 | EIA-860, EIA-860M and EIA-923 | 201603
Estados Unidos | Cherokee | Public Service Co of Colorado |  | 39.8073 | -104.965 | denver | Adams | Colorado | 80216 | 6198 Franklin St | 928 | 0 | Gas natural |  | 352 | 576 | 0 | 0 | 0 | 0 | 0 | 0 | 0 | 0 | 0 | 0 | EIA-860, EIA-860M and EIA-923 | 201603
Estados Unidos | Comanche (CO) | Public Service Co of Colorado |  | 38.2081 | -104.575 | Pueblo | Pueblo | Colorado | 81006 | 2005 Lime Rd. | 1410 | 0 | Carbón |  | 1410 | 0 | 0 | 0 | 0 | 0 | 0 | 0 | 0 | 0 | 0 | 0 | EIA-860, EIA-860M and EIA-923 | 201603
Estados Unidos | Valmont | Public Service Co of Colorado |  | 40.0195 | -105.202 | Boulder | Boulder | Colorado | 80302 | 1800 N. 63rd St. | 227 | 0 | Carbón |  | 184 | 43 | 0 | 0 | 0 | 0 | 0 | 0 | 0 | 0 | 0 | 0 | EIA-860, EIA-860M and EIA-923 | 201603
Estados Unidos | Martin Drake | City of Colorado Springs - (CO) |  | 38.8244 | -104.833 | Colorado Springs | El Paso | Colorado | 80903 | 700 S Conejos St | 254 | 0 | Carbón |  | 254 | 0 | 0 | 0 | 0 | 0 | 0 | 0 | 0 | 0 | 0 | 0 | EIA-860, EIA-860M and EIA-923 | 201603
Estados Unidos | Morrow Point | U S Bureau of Reclamation |  | 38.4518 | -107.539 | Montrose | Montrose | Colorado | 81401 | n/a | 173.2 | 173.2 | Hidroeléctrica | Hidroeléctrica | 0 | 0 | 0 | 0 | 173.2 | 0 | 0 | 0 | 0 | 0 | 0 | 0 | EIA-860, EIA-860M and EIA-923 | 201603
Estados Unidos | Hayden | Public Service Co of Colorado |  | 40.4856 | -107.185 | Hayden | Routt | Colorado | 81639 | 13125 U.S. Highway 40 | 446 | 0 | Carbón |  | 446 | 0 | 0 | 0 | 0 | 0 | 0 | 0 | 0 | 0 | 0 | 0 | EIA-860, EIA-860M and EIA-923 | 201603
Estados Unidos | Nucla | Tri-State G & T Assn, Inc |  | 38.2383 | -108.507 | Nucla | Montrose | Colorado | 81424 | 30739 DD 30 Road | 100 | 0 | Carbón |  | 100 | 0 | 0 | 0 | 0 | 0 | 0 | 0 | 0 | 0 | 0 | 0 | EIA-860, EIA-860M and EIA-923 | 201603
Estados Unidos | McWilliams | PowerSouth Energy Cooperative |  | 31.4003 | -86.4764 | Gantt | Covington | Alabama | 36038 | 28570 US 29 North | 663 | 0 | Gas natural |  | 0 | 663 | 0 | 0 | 0 | 0 | 0 | 0 | 0 | 0 | 0 | 0 | EIA-860, EIA-860M and EIA-923 | 201603
Estados Unidos | Devon Station | Devon Power LLC |  | 41.2098 | -73.109 | Milford | New Haven | Connecticut | 06460 | 734 Naugatuck Avenue | 132.5 | 0 | Petróleo |  | 0 | 0 | 132.5 | 0 | 0 | 0 | 0 | 0 | 0 | 0 | 0 | 0 | EIA-860, EIA-860M and EIA-923 | 201603
Estados Unidos | Montville Station | NRG Montville Operations Inc |  | 41.4281 | -72.1019 | Uncasvlle | New London | Connecticut | 06382 | 74 Lathrop Road | 496.4 | 0 | Petróleo |  | 0 | 0 | 496.4 | 0 | 0 | 0 | 0 | 0 | 0 | 0 | 0 | 0 | EIA-860, EIA-860M and EIA-923 | 201603
Estados Unidos | Northfield Mountain | FirstLight Power Resources, Inc. - MA |  | 42.6107 | -72.4716 | Northfield | Franklin | Massachusetts | 01360 | 99 Millers Falls Road | 1168 | 1168 | Bombeo hidráulico | Bombeo hidráulico | 0 | 0 | 0 | 0 | 0 | 1168 | 0 | 0 | 0 | 0 | 0 | 0 | EIA-860, EIA-860M and EIA-923 | 201603
Estados Unidos | Middletown | Middletown Power LLC |  | 41.5549 | -72.5791 | Middletown | Middlesex | Connecticut | 06457 | 1866 River Road | 770.2 | 0 | Petróleo |  | 0 | 353 | 417.2 | 0 | 0 | 0 | 0 | 0 | 0 | 0 | 0 | 0 | EIA-860, EIA-860M and EIA-923 | 201603
Estados Unidos | South Meadow | NAES Corp |  | 41.7495 | -72.6524 | Hartford | Hartford | Connecticut | 06162 | Reserve Road Gate 40 | 148.4 | 0 | Petróleo |  | 0 | 0 | 148.4 | 0 | 0 | 0 | 0 | 0 | 0 | 0 | 0 | 0 | EIA-860, EIA-860M and EIA-923 | 201603
Estados Unidos | Stanton Energy Center | Orlando Utilities Comm |  | 28.4822 | -81.1678 | Orlando | Orange | Florida | 32831 | 5100 S. Alafaya Trail | 1191 | 0 | Carbón |  | 896 | 295 | 0 | 0 | 0 | 0 | 0 | 0 | 0 | 0 | 0 | 0 | EIA-860, EIA-860M and EIA-923 | 201603
Estados Unidos | Millstone | Dominion Nuclear Conn Inc |  | 41.3107 | -72.1677 | Waterford | New London | Connecticut | 06385 | Route 156 Rope Ferry Road | 2122.5 | 0 | Nuclear |  | 0 | 0 | 0 | 0 | 0 | 0 | 2122.5 | 0 | 0 | 0 | 0 | 0 | EIA-860, EIA-860M and EIA-923 | 201603
Estados Unidos | Bridgeport Station | PSEG Power Connecticut LLC |  | 41.1706 | -73.1844 | Bridgeport | Fairfield | Connecticut | 06604 | 1 Atlantic Street | 400.3 | 0 | Carbón |  | 383.4 | 0 | 16.9 | 0 | 0 | 0 | 0 | 0 | 0 | 0 | 0 | 0 | EIA-860, EIA-860M and EIA-923 | 201603
Estados Unidos | Edge Moor | Calpine Mid-Atlantic Generation LLC |  | 39.7389 | -75.5038 | Wilmington | New Castle | Delaware | 19809 | 200 Hay Road | 725 | 0 | Gas natural |  | 0 | 710 | 15 | 0 | 0 | 0 | 0 | 0 | 0 | 0 | 0 | 0 | EIA-860, EIA-860M and EIA-923 | 201603
Estados Unidos | Indian River Generating Station | Indian River Operations Inc |  | 38.5857 | -75.2341 | Dagsboro | Sussex | Delaware | 19939 | 29416 Power Plant Road | 426.1 | 0 | Carbón |  | 410 | 0 | 16.1 | 0 | 0 | 0 | 0 | 0 | 0 | 0 | 0 | 0 | EIA-860, EIA-860M and EIA-923 | 201603
Estados Unidos | McKee Run | NAES Corporation - (DE) |  | 39.1762 | -75.5466 | Dover | Kent | Delaware | 19904 | 880 Buttner Place | 136 | 0 | Gas natural |  | 0 | 136 | 0 | 0 | 0 | 0 | 0 | 0 | 0 | 0 | 0 | 0 | EIA-860, EIA-860M and EIA-923 | 201603
Estados Unidos | Brandon Shores | Raven Power Holdings LLC |  | 39.18 | -76.5389 | Baltimore | Anne Arundel | Maryland | 21226 | 1000 Brandon Shores Rd | 1273 | 0 | Carbón |  | 1273 | 0 | 0 | 0 | 0 | 0 | 0 | 0 | 0 | 0 | 0 | 0 | EIA-860, EIA-860M and EIA-923 | 201603
Estados Unidos | Fredonia | Puget Sound Energy Inc |  | 48.4558 | -122.436 | Mt Vernon | Skagit | Washington | 98233 | 13085 Ball Road | 280 | 0 | Gas natural |  | 0 | 280 | 0 | 0 | 0 | 0 | 0 | 0 | 0 | 0 | 0 | 0 | EIA-860, EIA-860M and EIA-923 | 201603
Estados Unidos | Cape Canaveral | Florida Power & Light Co |  | 28.4698 | -80.7644 | Cocoa | Brevard | Florida | 32927 | 6000 North US Hwy 1 | 1210 | 0 | Gas natural |  | 0 | 1210 | 0 | 0 | 0 | 0 | 0 | 0 | 0 | 0 | 0 | 0 | EIA-860, EIA-860M and EIA-923 | 201603
Estados Unidos | Fort Myers | Florida Power & Light Co |  | 26.6967 | -81.7831 | Ft. Myers | Lee | Florida | 33902 | 10650 State Rd 80 | 2395 | 0 | Gas natural |  | 0 | 1747 | 648 | 0 | 0 | 0 | 0 | 0 | 0 | 0 | 0 | 0 | EIA-860, EIA-860M and EIA-923 | 201603
Estados Unidos | Lauderdale | Florida Power & Light Co |  | 26.0686 | -80.1984 | Ft. Lauderdale | Broward | Florida | 33314 | 4300 SW 42nd Avenue | 1724 | 0 | Gas natural |  | 0 | 1724 | 0 | 0 | 0 | 0 | 0 | 0 | 0 | 0 | 0 | 0 | EIA-860, EIA-860M and EIA-923 | 201603
Estados Unidos | Port Everglades | Florida Power & Light Co |  | 26.0856 | -80.1253 | Ft. Lauderdale | Broward | Florida | 33316 | 8100 Eisenhower Blvd | 420 | 0 | Gas natural |  | 0 | 420 | 0 | 0 | 0 | 0 | 0 | 0 | 0 | 0 | 0 | 0 | EIA-860, EIA-860M and EIA-923 | 201603
Estados Unidos | Riviera | Florida Power & Light Co |  | 26.7653 | -80.0525 | Riviera Beach | Palm Beach | Florida | 33404 | 200-300 Broadway | 1212 | 0 | Gas natural |  | 0 | 1212 | 0 | 0 | 0 | 0 | 0 | 0 | 0 | 0 | 0 | 0 | EIA-860, EIA-860M and EIA-923 | 201603
Estados Unidos | Sanford | Florida Power & Light Co |  | 28.8419 | -81.3256 | DeBary | Volusia | Florida | 32713 | 950 S Hwy 17-92 | 1912 | 0 | Gas natural |  | 0 | 1912 | 0 | 0 | 0 | 0 | 0 | 0 | 0 | 0 | 0 | 0 | EIA-860, EIA-860M and EIA-923 | 201603
Estados Unidos | Turkey Point | Florida Power & Light Co |  | 25.4356 | -80.3308 | Homestead | Miami Dade | Florida | 33035 | 9700 SW 344th Street | 3540 | 0 | Nuclear |  | 0 | 1148 | 788 | 0 | 0 | 0 | 1604 | 0 | 0 | 0 | 0 | 0 | EIA-860, EIA-860M and EIA-923 | 201603
Estados Unidos | Bayboro | Duke Energy Florida, Inc |  | 27.7581 | -82.6353 | St. Petersburg | Pinellas | Florida | 33701 | 263 13th Avenue South | 174 | 0 | Petróleo |  | 0 | 0 | 174 | 0 | 0 | 0 | 0 | 0 | 0 | 0 | 0 | 0 | EIA-860, EIA-860M and EIA-923 | 201603
Estados Unidos | Crystal River | Duke Energy Florida, Inc |  | 28.9656 | -82.6977 | Crystal River | Citrus | Florida | 34428 | 15760 West Powerline Street | 2291 | 0 | Carbón |  | 2291 | 0 | 0 | 0 | 0 | 0 | 0 | 0 | 0 | 0 | 0 | 0 | EIA-860, EIA-860M and EIA-923 | 201603
Estados Unidos | Higgins | Duke Energy Florida, Inc |  | 28.0033 | -82.6615 | Oldsmar | Pinellas | Florida | 34677 | 998 East Shore Drive | 109 | 0 | Gas natural |  | 0 | 109 | 0 | 0 | 0 | 0 | 0 | 0 | 0 | 0 | 0 | 0 | EIA-860, EIA-860M and EIA-923 | 201603
Estados Unidos | P L Bartow | Duke Energy Florida, Inc |  | 27.8595 | -82.6018 | St. Petersburg | Pinellas | Florida | 33702 | 1601 Weedon Island Drive | 1280 | 0 | Gas natural |  | 0 | 1194 | 86 | 0 | 0 | 0 | 0 | 0 | 0 | 0 | 0 | 0 | EIA-860, EIA-860M and EIA-923 | 201603
Estados Unidos | Suwannee River | Duke Energy Florida, Inc |  | 30.3764 | -83.1806 | Live Oak | Suwannee | Florida | 32060 | 4037 River Road | 283 | 0 | Gas natural |  | 0 | 232 | 51 | 0 | 0 | 0 | 0 | 0 | 0 | 0 | 0 | 0 | EIA-860, EIA-860M and EIA-923 | 201603
Estados Unidos | Crist | Gulf Power Co |  | 30.5661 | -87.2244 | Pensacola | Escambia | Florida | 32514 | 11999 Pate Street | 924 | 0 | Carbón |  | 924 | 0 | 0 | 0 | 0 | 0 | 0 | 0 | 0 | 0 | 0 | 0 | EIA-860, EIA-860M and EIA-923 | 201603
Estados Unidos | Lansing Smith | Gulf Power Co |  | 30.2686 | -85.7003 | Southport | Bay | Florida | 32409 | 4300 Highway 2300 | 513 | 0 | Gas natural |  | 0 | 481 | 32 | 0 | 0 | 0 | 0 | 0 | 0 | 0 | 0 | 0 | EIA-860, EIA-860M and EIA-923 | 201603
Estados Unidos | Big Bend | Tampa Electric Co |  | 27.7944 | -82.4036 | Apollo Beach | Hillsborough | Florida | 33572 | 13031 Wyandotte Road | 1658 | 0 | Carbón |  | 1602 | 56 | 0 | 0 | 0 | 0 | 0 | 0 | 0 | 0 | 0 | 0 | EIA-860, EIA-860M and EIA-923 | 201603
Estados Unidos | Vogtle | Georgia Power Co |  | 33.1427 | -81.7625 | Waynesboro | Burke | Georgia | 30830 | 7821 River Road | 2302 | 0 | Nuclear |  | 0 | 0 | 0 | 0 | 0 | 0 | 2302 | 0 | 0 | 0 | 0 | 0 | EIA-860, EIA-860M and EIA-923 | 201603
Estados Unidos | Deerhaven Generating Station | Gainesville Regional Utilities |  | 29.7592 | -82.3878 | Gainesville | Alachua | Florida | 32606 | 10001 NW 13th Street | 417 | 0 | Carbón |  | 232 | 185 | 0 | 0 | 0 | 0 | 0 | 0 | 0 | 0 | 0 | 0 | EIA-860, EIA-860M and EIA-923 | 201603
Estados Unidos | John R Kelly | Gainesville Regional Utilities |  | 29.6461 | -82.3208 | Gainesville | Alachua | Florida | 32601 | 515 SE 5 Ave | 112 | 0 | Gas natural |  | 0 | 112 | 0 | 0 | 0 | 0 | 0 | 0 | 0 | 0 | 0 | 0 | EIA-860, EIA-860M and EIA-923 | 201603
Estados Unidos | J D Kennedy | JEA |  | 30.3648 | -81.626 | Jacksonville | Duval | Florida | 32206 | 4215 Talleyrand Ave. | 317.2 | 0 | Gas natural |  | 0 | 317.2 | 0 | 0 | 0 | 0 | 0 | 0 | 0 | 0 | 0 | 0 | EIA-860, EIA-860M and EIA-923 | 201603
Estados Unidos | Northside Generating Station | JEA |  | 30.4172 | -81.5525 | Jacksonville | Duval | Florida | 32226 | 4377 Heckscher Drive | 1322 | 0 | Carbón |  | 586 | 524 | 212 | 0 | 0 | 0 | 0 | 0 | 0 | 0 | 0 | 0 | EIA-860, EIA-860M and EIA-923 | 201603
Estados Unidos | Larsen Memorial | City of Lakeland - (FL) |  | 28.0797 | -81.9228 | Lakeland | Polk | Florida | 33801 | 2002 E. Rd 92 | 124 | 0 | Gas natural |  | 0 | 124 | 0 | 0 | 0 | 0 | 0 | 0 | 0 | 0 | 0 | 0 | EIA-860, EIA-860M and EIA-923 | 201603
Estados Unidos | C D McIntosh Jr | City of Lakeland - (FL) |  | 28.0801 | -81.9229 | Lakeland | Polk | Florida | 33801 | 3030 E. Lake Parker Dr | 807 | 0 | Gas natural |  | 342 | 460 | 5 | 0 | 0 | 0 | 0 | 0 | 0 | 0 | 0 | 0 | EIA-860, EIA-860M and EIA-923 | 201603
Estados Unidos | Kerckhoff 2 | Pacific Gas & Electric Co |  | 37.0718 | -119.558 | Auberry | Fresno | California | 93602 | Smally Road | 155 | 155 | Hidroeléctrica | Hidroeléctrica | 0 | 0 | 0 | 0 | 155 | 0 | 0 | 0 | 0 | 0 | 0 | 0 | EIA-860, EIA-860M and EIA-923 | 201603
Estados Unidos | Indian River Plant | Orlando Utilities Comm |  | 28.4932 | -80.7801 | Titusville | Brevard | Florida | 32780 | 7800 South US Hwy | 290 | 0 | Gas natural |  | 0 | 290 | 0 | 0 | 0 | 0 | 0 | 0 | 0 | 0 | 0 | 0 | EIA-860, EIA-860M and EIA-923 | 201603
Estados Unidos | Arvah B Hopkins | City of Tallahassee - (FL) |  | 30.4522 | -84.4 | Tallahassee | Leon | Florida | 32304 | 1125 Geddie Road | 504 | 0 | Gas natural |  | 0 | 504 | 0 | 0 | 0 | 0 | 0 | 0 | 0 | 0 | 0 | 0 | EIA-860, EIA-860M and EIA-923 | 201603
Estados Unidos | S O Purdom | City of Tallahassee - (FL) |  | 30.1623 | -84.2007 | St Marks | Wakulla | Florida | 32355 | Hwy 363 | 246 | 0 | Gas natural |  | 0 | 246 | 0 | 0 | 0 | 0 | 0 | 0 | 0 | 0 | 0 | 0 | EIA-860, EIA-860M and EIA-923 | 201603
Estados Unidos | Bartletts Ferry | Georgia Power Co |  | 32.662 | -85.0916 | Salem | Lee | Alabama | 36874 | 61 Lee Road 335 | 189.7 | 189.7 | Hidroeléctrica | Hidroeléctrica | 0 | 0 | 0 | 0 | 189.7 | 0 | 0 | 0 | 0 | 0 | 0 | 0 | EIA-860, EIA-860M and EIA-923 | 201603
Estados Unidos | Bowen | Georgia Power Co |  | 34.1256 | -84.9222 | Cartersville | Bartow | Georgia | 30120 | 317 Covered Bridge Road, SW | 3232 | 0 | Carbón |  | 3232 | 0 | 0 | 0 | 0 | 0 | 0 | 0 | 0 | 0 | 0 | 0 | EIA-860, EIA-860M and EIA-923 | 201603
Estados Unidos | Hammond | Georgia Power Co |  | 34.2528 | -85.3456 | Rome | Floyd | Georgia | 30129 | 5963 Alabama Hwy., SW. | 840 | 0 | Carbón |  | 840 | 0 | 0 | 0 | 0 | 0 | 0 | 0 | 0 | 0 | 0 | 0 | EIA-860, EIA-860M and EIA-923 | 201603
Estados Unidos | Jack McDonough | Georgia Power Co |  | 33.8239 | -84.4758 | Smyrna | Cobb | Georgia | 30080 | 5551 South Cobb Drive | 2594 | 0 | Gas natural |  | 0 | 2594 | 0 | 0 | 0 | 0 | 0 | 0 | 0 | 0 | 0 | 0 | EIA-860, EIA-860M and EIA-923 | 201603
Estados Unidos | McManus | Georgia Power Co |  | 31.2136 | -81.5462 | Brunswick | Glynn | Georgia | 31523 | One Crispen Island | 416 | 0 | Petróleo |  | 0 | 0 | 416 | 0 | 0 | 0 | 0 | 0 | 0 | 0 | 0 | 0 | EIA-860, EIA-860M and EIA-923 | 201603
Estados Unidos | Mitchell (GA) | Georgia Power Co |  | 31.4447 | -84.1347 | Albany | Dougherty | Georgia | 31705 | 5200 Radium Springs Road | 217 | 0 | Carbón |  | 155 | 0 | 62 | 0 | 0 | 0 | 0 | 0 | 0 | 0 | 0 | 0 | EIA-860, EIA-860M and EIA-923 | 201603
Estados Unidos | Yates | Georgia Power Co |  | 33.4622 | -84.8986 | Newnan | Coweta | Georgia | 30264 | 708 Dyer Road | 707 | 0 | Gas natural |  | 0 | 707 | 0 | 0 | 0 | 0 | 0 | 0 | 0 | 0 | 0 | 0 | EIA-860, EIA-860M and EIA-923 | 201603
Estados Unidos | Hartwell Lake | USCE-Savannah District |  | 34.3564 | -82.8219 | Hartwell | Hart | Georgia | 30643 | 6961 Anderson Highway | 420 | 420 | Hidroeléctrica | Hidroeléctrica | 0 | 0 | 0 | 0 | 420 | 0 | 0 | 0 | 0 | 0 | 0 | 0 | EIA-860, EIA-860M and EIA-923 | 201603
Estados Unidos | Buford | USCE-Mobile District |  | 34.1623 | -84.0774 | Buford | Forsyth | Georgia | 30518 | 7000 Powerhouse Road | 126.8 | 126.8 | Hidroeléctrica | Hidroeléctrica | 0 | 0 | 0 | 0 | 126.8 | 0 | 0 | 0 | 0 | 0 | 0 | 0 | EIA-860, EIA-860M and EIA-923 | 201603
Estados Unidos | Walter F George | USCE-Mobile District |  | 34.6142 | -84.6748 | Ft. Gaines | Murray | Georgia | 36373 | Powerhouse Rd | 168 | 168 | Hidroeléctrica | Hidroeléctrica | 0 | 0 | 0 | 0 | 168 | 0 | 0 | 0 | 0 | 0 | 0 | 0 | EIA-860, EIA-860M and EIA-923 | 201603
Estados Unidos | Kahe | Hawaiian Electric Co Inc |  | 21.3564 | -158.129 | Kapolei | Honolulu | Hawaii | 96707 | 92-200 Farrington Hwy | 582.1 | 0 | Petróleo |  | 0 | 0 | 582.1 | 0 | 0 | 0 | 0 | 0 | 0 | 0 | 0 | 0 | EIA-860, EIA-860M and EIA-923 | 201603
Estados Unidos | Waiau | Hawaiian Electric Co Inc |  | 21.389 | -157.962 | Pearl City | Honolulu | Hawaii | 96782 | 475 Kamehamenha Hwy | 456.6 | 0 | Petróleo |  | 0 | 0 | 456.6 | 0 | 0 | 0 | 0 | 0 | 0 | 0 | 0 | 0 | EIA-860, EIA-860M and EIA-923 | 201603
Estados Unidos | American Falls | Idaho Power Co |  | 42.7778 | -112.876 | American Falls | Power | Idaho | 83211 | 2891 Fish Hatchery Road | 110.4 | 110.4 | Hidroeléctrica | Hidroeléctrica | 0 | 0 | 0 | 0 | 110.4 | 0 | 0 | 0 | 0 | 0 | 0 | 0 | EIA-860, EIA-860M and EIA-923 | 201603
Estados Unidos | Brownlee | Idaho Power Co |  | 44.8367 | -116.897 | Cambridge | Washington | Idaho | 83610 | ID Highway #71 @ the Snake R. | 744 | 744 | Hidroeléctrica | Hidroeléctrica | 0 | 0 | 0 | 0 | 744 | 0 | 0 | 0 | 0 | 0 | 0 | 0 | EIA-860, EIA-860M and EIA-923 | 201603
Estados Unidos | Cabinet Gorge | Avista Corp |  | 48.0844 | -116.053 | Clark Fork | Bonner | Idaho | 83811 | 61940 Hwy 200 | 254.6 | 254.6 | Hidroeléctrica | Hidroeléctrica | 0 | 0 | 0 | 0 | 254.6 | 0 | 0 | 0 | 0 | 0 | 0 | 0 | EIA-860, EIA-860M and EIA-923 | 201603
Estados Unidos | Dworshak | USACE Northwestern Division |  | 46.5143 | -116.298 | Ahsahka | Clearwater | Idaho | 83520 | P.O. BOX 48 | 400 | 400 | Hidroeléctrica | Hidroeléctrica | 0 | 0 | 0 | 0 | 400 | 0 | 0 | 0 | 0 | 0 | 0 | 0 | EIA-860, EIA-860M and EIA-923 | 201603
Estados Unidos | Palisades Dam | U S Bureau of Reclamation |  | 43.3349 | -111.206 | Palisades | Bonneville | Idaho | 83428 | n/a | 176.4 | 176.4 | Hidroeléctrica | Hidroeléctrica | 0 | 0 | 0 | 0 | 176.4 | 0 | 0 | 0 | 0 | 0 | 0 | 0 | EIA-860, EIA-860M and EIA-923 | 201603
Estados Unidos | E D Edwards | Illinois Power Resources Generating LLC |  | 40.5958 | -89.6631 | Bartonville | Peoria | Illinois | 61607 | 7800 South Cilco Lane | 555 | 0 | Carbón |  | 555 | 0 | 0 | 0 | 0 | 0 | 0 | 0 | 0 | 0 | 0 | 0 | EIA-860, EIA-860M and EIA-923 | 201603
Estados Unidos | Coffeen | Illinois Power Generating Co |  | 39.0586 | -89.4031 | Coffeen | Montgomery | Illinois | 62017 | 134 CIPS Lane | 895 | 0 | Carbón |  | 895 | 0 | 0 | 0 | 0 | 0 | 0 | 0 | 0 | 0 | 0 | 0 | EIA-860, EIA-860M and EIA-923 | 201603
Estados Unidos | Grand Tower Energy Center LLC | Mainline Generation LLC |  | 37.6577 | -89.5112 | Grand Tower | Jackson | Illinois | 62942 | 1820 Power Plant Road | 511 | 0 | Gas natural |  | 0 | 511 | 0 | 0 | 0 | 0 | 0 | 0 | 0 | 0 | 0 | 0 | EIA-860, EIA-860M and EIA-923 | 201603
Estados Unidos | Dresden Generating Station | Exelon Nuclear |  | 41.39 | -88.27 | Morris | Grundy | Illinois | 60450 | 12RR1 Morris | 1797 | 0 | Nuclear |  | 0 | 0 | 0 | 0 | 0 | 0 | 1797 | 0 | 0 | 0 | 0 | 0 | EIA-860, EIA-860M and EIA-923 | 201603
Estados Unidos | Joliet 9 | Midwest Generations EME LLC |  | 41.4931 | -88.1153 | Joliet | Will | Illinois | 60436 | 1601 Patterson Rd | 314 | 0 | Carbón |  | 314 | 0 | 0 | 0 | 0 | 0 | 0 | 0 | 0 | 0 | 0 | 0 | EIA-860, EIA-860M and EIA-923 | 201603
Estados Unidos | Kincaid Generation LLC |  |  | 39.5906 | -89.4964 | Kincaid | Christian | Illinois | 62540 | 4 Miles West of Kincaid Rt 104 | 1158 | 0 | Carbón |  | 1158 | 0 | 0 | 0 | 0 | 0 | 0 | 0 | 0 | 0 | 0 | 0 | EIA-860, EIA-860M and EIA-923 | 201603
Estados Unidos | Powerton | Midwest Generations EME LLC |  | 40.5408 | -89.6786 | Pekin | Tazewell | Illinois | 61554 | Rt 29 & Manito Rd | 1538 | 0 | Carbón |  | 1538 | 0 | 0 | 0 | 0 | 0 | 0 | 0 | 0 | 0 | 0 | 0 | EIA-860, EIA-860M and EIA-923 | 201603
Estados Unidos | Quad Cities Generating Station | Exelon Nuclear |  | 41.7261 | -90.3103 | Cordova | Rock Island | Illinois | 61242 | 22710 206 Ave N | 1819 | 0 | Nuclear |  | 0 | 0 | 0 | 0 | 0 | 0 | 1819 | 0 | 0 | 0 | 0 | 0 | EIA-860, EIA-860M and EIA-923 | 201603
Estados Unidos | Waukegan | Midwest Generations EME LLC |  | 42.3833 | -87.8133 | Waukegan | Lake | Illinois | 60087 | 10 Greenwood Ave | 796.8 | 0 | Carbón |  | 689 | 0 | 107.8 | 0 | 0 | 0 | 0 | 0 | 0 | 0 | 0 | 0 | EIA-860, EIA-860M and EIA-923 | 201603
Estados Unidos | Will County | Midwest Generations EME LLC |  | 41.6334 | -88.0629 | Romeoville | Will | Illinois | 60446 | 529 Romeo Rd | 510 | 0 | Carbón |  | 510 | 0 | 0 | 0 | 0 | 0 | 0 | 0 | 0 | 0 | 0 | 0 | EIA-860, EIA-860M and EIA-923 | 201603
Estados Unidos | Fisk Street | Midwest Generations EME LLC |  | 41.8508 | -87.6533 | Chicago | Cook | Illinois | 60608 | 1111 W Cermak Rd | 197.2 | 0 | Petróleo |  | 0 | 0 | 197.2 | 0 | 0 | 0 | 0 | 0 | 0 | 0 | 0 | 0 | EIA-860, EIA-860M and EIA-923 | 201603
Estados Unidos | Joppa Steam | Electric Energy Inc |  | 37.2094 | -88.8589 | Joppa | Massac | Illinois | 62953 | 2100 Portland Road | 948 | 0 | Carbón |  | 948 | 0 | 0 | 0 | 0 | 0 | 0 | 0 | 0 | 0 | 0 | 0 | EIA-860, EIA-860M and EIA-923 | 201603
Estados Unidos | Baldwin Energy Complex | Dynegy Midwest Generation Inc |  | 38.205 | -89.8544 | Baldwin | Randolph | Illinois | 62217 | 10901 Baldwin Rd Box146 | 1778 | 0 | Carbón |  | 1778 | 0 | 0 | 0 | 0 | 0 | 0 | 0 | 0 | 0 | 0 | 0 | EIA-860, EIA-860M and EIA-923 | 201603
Estados Unidos | Havana | Dynegy Midwest Generation Inc |  | 40.2797 | -90.08 | Havana | Mason | Illinois | 62644 | 15260 N State Route 78 | 431 | 0 | Carbón |  | 431 | 0 | 0 | 0 | 0 | 0 | 0 | 0 | 0 | 0 | 0 | 0 | EIA-860, EIA-860M and EIA-923 | 201603
Estados Unidos | Hennepin Power Station | Dynegy Midwest Generation Inc |  | 41.3028 | -89.315 | Hennepin | Putnam | Illinois | 61327 | 13498 East 800th St | 284 | 0 | Carbón |  | 284 | 0 | 0 | 0 | 0 | 0 | 0 | 0 | 0 | 0 | 0 | 0 | EIA-860, EIA-860M and EIA-923 | 201603
Estados Unidos | Wood River | Dynegy Midwest Generation Inc |  | 38.8639 | -90.1347 | Alton | Madison | Illinois | 62002 | #1 Chessen Lane | 465 | 0 | Carbón |  | 465 | 0 | 0 | 0 | 0 | 0 | 0 | 0 | 0 | 0 | 0 | 0 | EIA-860, EIA-860M and EIA-923 | 201603
Estados Unidos | Venice | Union Electric Co - (MO) |  | 38.6642 | -90.1764 | Venice | Madison | Illinois | 62090 | 701 Main Street | 487 | 0 | Gas natural |  | 0 | 487 | 0 | 0 | 0 | 0 | 0 | 0 | 0 | 0 | 0 | 0 | EIA-860, EIA-860M and EIA-923 | 201603
Estados Unidos | Dallman | City of Springfield - (IL) |  | 39.7548 | -89.6024 | Springfield | Sangamon | Illinois | 62703 | 3100 Stevenson Drive | 534 | 0 | Carbón |  | 534 | 0 | 0 | 0 | 0 | 0 | 0 | 0 | 0 | 0 | 0 | 0 | EIA-860, EIA-860M and EIA-923 | 201603
Estados Unidos | Marion | Southern Illinois Power Coop |  | 37.6197 | -88.9531 | Marion | Williamson | Illinois | 62959 | 11543 Lake of Egypt Rd. | 430 | 0 | Carbón |  | 290 | 140 | 0 | 0 | 0 | 0 | 0 | 0 | 0 | 0 | 0 | 0 | EIA-860, EIA-860M and EIA-923 | 201603
Estados Unidos | Clifty Creek | Indiana-Kentucky Electric Corp |  | 38.7378 | -85.4206 | Madison | Jefferson | Indiana | 47250 | 1335 Clifty Hollow Road | 1173 | 0 | Carbón |  | 1173 | 0 | 0 | 0 | 0 | 0 | 0 | 0 | 0 | 0 | 0 | 0 | EIA-860, EIA-860M and EIA-923 | 201603
Estados Unidos | Harding Street | Indianapolis Power & Light Co |  | 39.7113 | -86.1969 | Indianapolis | Marion | Indiana | 46217 | 3700 South Harding Street | 946 | 0 | Gas natural |  | 418 | 488 | 40 | 0 | 0 | 0 | 0 | 0 | 0 | 0 | 0 | 0 | EIA-860, EIA-860M and EIA-923 | 201603
Estados Unidos | Eagle Valley (IN) | Indianapolis Power & Light Co |  | 39.4852 | -86.4183 | Martinsville | Morgan | Indiana | 46151 | 4040 Blue Bluff Road | 260 | 0 | Carbón |  | 257 | 0 | 3 | 0 | 0 | 0 | 0 | 0 | 0 | 0 | 0 | 0 | EIA-860, EIA-860M and EIA-923 | 201603
Estados Unidos | AES Petersburg | Indianapolis Power & Light Co |  | 38.5281 | -87.2525 | Petersburg | Pike | Indiana | 47567 | State Road 57 | 1710.5 | 0 | Carbón |  | 1701.5 | 0 | 9 | 0 | 0 | 0 | 0 | 0 | 0 | 0 | 0 | 0 | EIA-860, EIA-860M and EIA-923 | 201603
Estados Unidos | Bailly | Northern Indiana Pub Serv Co |  | 41.645 | -87.1225 | Chesterton | Porter | Indiana | 46304 | 246 Bailly Station Road | 511 | 0 | Carbón |  | 480 | 31 | 0 | 0 | 0 | 0 | 0 | 0 | 0 | 0 | 0 | 0 | EIA-860, EIA-860M and EIA-923 | 201603
Estados Unidos | Michigan City | Northern Indiana Pub Serv Co |  | 41.7208 | -86.9086 | Michigan City | LaPorte | Indiana | 46360 | 100 N. Wabash | 469 | 0 | Carbón |  | 469 | 0 | 0 | 0 | 0 | 0 | 0 | 0 | 0 | 0 | 0 | 0 | EIA-860, EIA-860M and EIA-923 | 201603
Estados Unidos | Cayuga | Duke Energy Indiana, LLC |  | 39.9242 | -87.4244 | Cayuga | Vermillion | Indiana | 47928 | PO Box 188 SR 63 North | 1104 | 0 | Carbón |  | 995 | 99 | 10 | 0 | 0 | 0 | 0 | 0 | 0 | 0 | 0 | 0 | EIA-860, EIA-860M and EIA-923 | 201603
Estados Unidos | Edwardsport | Duke Energy Indiana, LLC |  | 38.8067 | -87.2472 | Edwardsport | Knox | Indiana | 47500 | 15400 Villwock Rd | 571 | 0 | Carbón |  | 571 | 0 | 0 | 0 | 0 | 0 | 0 | 0 | 0 | 0 | 0 | 0 | EIA-860, EIA-860M and EIA-923 | 201603
Estados Unidos | Noblesville | Duke Energy Indiana, LLC |  | 40.0969 | -85.9714 | Noblesville | Hamilton | Indiana | 46060 | 21225 Riverwood Ave | 285.2 | 0 | Gas natural |  | 0 | 285.2 | 0 | 0 | 0 | 0 | 0 | 0 | 0 | 0 | 0 | 0 | EIA-860, EIA-860M and EIA-923 | 201603
Estados Unidos | R Gallagher | Duke Energy Indiana, LLC |  | 38.2636 | -85.8381 | New Albany | Floyd | Indiana | 47200 | 30 Jackson St | 280 | 0 | Carbón |  | 280 | 0 | 0 | 0 | 0 | 0 | 0 | 0 | 0 | 0 | 0 | 0 | EIA-860, EIA-860M and EIA-923 | 201603
Estados Unidos | Wabash River | Duke Energy Indiana, LLC |  | 39.53 | -87.4247 | Terre Haute | Vigo | Indiana | 47885 | 450 Bolton Rd | 676 | 0 | Carbón |  | 668 | 0 | 8 | 0 | 0 | 0 | 0 | 0 | 0 | 0 | 0 | 0 | EIA-860, EIA-860M and EIA-923 | 201603
Estados Unidos | Broadway (IN) | Southern Indiana Gas & Elec Co |  | 37.9691 | -87.6049 | Evansville | Vanderburgh | Indiana | 47712 | 2600 Broadway Ave | 115 | 0 | Gas natural |  | 0 | 115 | 0 | 0 | 0 | 0 | 0 | 0 | 0 | 0 | 0 | 0 | EIA-860, EIA-860M and EIA-923 | 201603
Estados Unidos | F B Culley | Southern Indiana Gas & Elec Co |  | 37.9111 | -87.3275 | Newburgh | Warrick | Indiana | 47630 | 3700 Darlington Road | 360 | 0 | Carbón |  | 360 | 0 | 0 | 0 | 0 | 0 | 0 | 0 | 0 | 0 | 0 | 0 | EIA-860, EIA-860M and EIA-923 | 201603
Estados Unidos | Butler-Warner Generation Plant | Public Works Comm-City of Fayetteville |  | 35.0986 | -78.8294 | Fayetteville | Cumberland | North Carolina | 28312 | 2274 Custer Ave | 225 | 0 | Gas natural |  | 0 | 225 | 0 | 0 | 0 | 0 | 0 | 0 | 0 | 0 | 0 | 0 | EIA-860, EIA-860M and EIA-923 | 201603
Estados Unidos | Lansing | Interstate Power and Light Co |  | 43.3359 | -91.1675 | Lansing | Allamakee | Iowa | 52151 | 2320 Power Plant Drive | 252.3 | 0 | Carbón |  | 252.3 | 0 | 0 | 0 | 0 | 0 | 0 | 0 | 0 | 0 | 0 | 0 | EIA-860, EIA-860M and EIA-923 | 201603
Estados Unidos | Milton L Kapp | Interstate Power and Light Co |  | 41.8081 | -90.2336 | Clinton | Clinton | Iowa | 52732 | 2001 Beaver Channel Parkway | 102.4 | 0 | Carbón |  | 102.4 | 0 | 0 | 0 | 0 | 0 | 0 | 0 | 0 | 0 | 0 | 0 | EIA-860, EIA-860M and EIA-923 | 201603
Estados Unidos | Duane Arnold Energy Center | NextEra Energy Duane Arnold LLC |  | 42.1011 | -91.7781 | Palo | Linn | Iowa | 52324 | 3277 DAEC Rd | 601.4 | 0 | Nuclear |  | 0 | 0 | 0 | 0 | 0 | 0 | 601.4 | 0 | 0 | 0 | 0 | 0 | EIA-860, EIA-860M and EIA-923 | 201603
Estados Unidos | Marshalltown | Interstate Power and Light Co |  | 42.0474 | -92.8594 | Marshalltown | Marshall | Iowa | 50158 | 3001 E. Main St Rd | 160.8 | 0 | Petróleo |  | 0 | 0 | 160.8 | 0 | 0 | 0 | 0 | 0 | 0 | 0 | 0 | 0 | EIA-860, EIA-860M and EIA-923 | 201603
Estados Unidos | Prairie Creek | Interstate Power and Light Co |  | 41.944 | -91.6392 | Cedar Rapids | Linn | Iowa | 52404 | 3300 C Street SW | 162.6 | 0 | Carbón |  | 162.6 | 0 | 0 | 0 | 0 | 0 | 0 | 0 | 0 | 0 | 0 | 0 | EIA-860, EIA-860M and EIA-923 | 201603
Estados Unidos | Sutherland | Interstate Power and Light Co |  | 42.0473 | -92.8594 | Marshalltown | Marshall | Iowa | 50158 | 3001 E. Main St Rd | 108.7 | 0 | Gas natural |  | 0 | 108.7 | 0 | 0 | 0 | 0 | 0 | 0 | 0 | 0 | 0 | 0 | EIA-860, EIA-860M and EIA-923 | 201603
Estados Unidos | Riverside | MidAmerican Energy Co |  | 41.54 | -90.4481 | Bettendorf | Scott | Iowa | 52722 | 6001 State Street | 125 | 0 | Gas natural |  | 0 | 125 | 0 | 0 | 0 | 0 | 0 | 0 | 0 | 0 | 0 | 0 | EIA-860, EIA-860M and EIA-923 | 201603
Estados Unidos | Walter Scott Jr Energy Center | MidAmerican Energy Co |  | 41.18 | -95.8408 | Council Bluffs | Pottawattamie | Iowa | 51501 | 7215 Navajo St. | 1517.3 | 0 | Carbón |  | 1517.3 | 0 | 0 | 0 | 0 | 0 | 0 | 0 | 0 | 0 | 0 | 0 | EIA-860, EIA-860M and EIA-923 | 201603
Estados Unidos | River Hills | MidAmerican Energy Co |  | 41.5902 | -93.6195 | Des Moines | Polk | Iowa | 50309 | 105 Watson Powell Way | 116.9 | 0 | Gas natural |  | 0 | 116.9 | 0 | 0 | 0 | 0 | 0 | 0 | 0 | 0 | 0 | 0 | EIA-860, EIA-860M and EIA-923 | 201603
Estados Unidos | George Neal North | MidAmerican Energy Co |  | 42.2998 | -96.3617 | Sergeant Bluff | Woodbury | Iowa | 51052 | 1151 - 260 St | 918 | 0 | Carbón |  | 918 | 0 | 0 | 0 | 0 | 0 | 0 | 0 | 0 | 0 | 0 | 0 | EIA-860, EIA-860M and EIA-923 | 201603
Estados Unidos | Burlington (IA) | Interstate Power and Light Co |  | 40.7412 | -91.1167 | Burlington | Des Moines | Iowa | 52601 | 4282 Sullivan Slough Road | 271.8 | 0 | Carbón |  | 212.9 | 58.9 | 0 | 0 | 0 | 0 | 0 | 0 | 0 | 0 | 0 | 0 | EIA-860, EIA-860M and EIA-923 | 201603
Estados Unidos | Keokuk | Union Electric Co - (MO) |  | 40.3965 | -91.3719 | Keokuk | Lee | Iowa | 52632 | 523 North Water Street | 140.5 | 140.5 | Hidroeléctrica | Hidroeléctrica | 0 | 0 | 0 | 0 | 140.5 | 0 | 0 | 0 | 0 | 0 | 0 | 0 | EIA-860, EIA-860M and EIA-923 | 201603
Estados Unidos | Ames Electric Services Power Plant | City of Ames - (IA) |  | 42.0258 | -93.6089 | Ames | Story | Iowa | 50010 | 200 E 5th St | 105.4 | 0 | Carbón |  | 105.4 | 0 | 0 | 0 | 0 | 0 | 0 | 0 | 0 | 0 | 0 | 0 | EIA-860, EIA-860M and EIA-923 | 201603
Estados Unidos | Muscatine Plant #1 | Board of Water Electric & Communications |  | 41.3917 | -91.0569 | Muscatine | Muscatine | Iowa | 52761 | 3205 Cedar Street | 230.5 | 0 | Carbón |  | 230.5 | 0 | 0 | 0 | 0 | 0 | 0 | 0 | 0 | 0 | 0 | 0 | EIA-860, EIA-860M and EIA-923 | 201603
Estados Unidos | Earl F Wisdom | Corn Belt Power Coop |  | 43.1606 | -95.2569 | Spencer | Clay | Iowa | 51301 | 3365 165 Ave | 113.5 | 0 | Gas natural |  | 0 | 113.5 | 0 | 0 | 0 | 0 | 0 | 0 | 0 | 0 | 0 | 0 | EIA-860, EIA-860M and EIA-923 | 201603
Estados Unidos | Fort Dodge | Sunflower Electric Power Corp |  | 37.7328 | -99.9497 | Dodge City | Ford | Kansas | 67801 | 11453 Ft. Dodge Rd. | 147.8 | 0 | Gas natural |  | 0 | 147.8 | 0 | 0 | 0 | 0 | 0 | 0 | 0 | 0 | 0 | 0 | EIA-860, EIA-860M and EIA-923 | 201603
Estados Unidos | Riverton | Empire District Electric Co |  | 37.0726 | -94.6987 | Riverton | Cherokee | Kansas | 66770 | 7240 SE HWY 66 | 177 | 0 | Gas natural |  | 0 | 177 | 0 | 0 | 0 | 0 | 0 | 0 | 0 | 0 | 0 | 0 | EIA-860, EIA-860M and EIA-923 | 201603
Estados Unidos | Gordon Evans Energy Center | Kansas Gas & Electric Co |  | 37.7903 | -97.5217 | Colwich | Sedgwick | Kansas | 67030 | 6001 N. 151 St. W | 817 | 0 | Gas natural |  | 0 | 814 | 3 | 0 | 0 | 0 | 0 | 0 | 0 | 0 | 0 | 0 | EIA-860, EIA-860M and EIA-923 | 201603
Estados Unidos | La Cygne | Kansas City Power & Light Co |  | 38.3481 | -94.6456 | LaCygne | Linn | Kansas | 66040 | 25166 E. 2200 Rd | 1415.3 | 0 | Carbón |  | 1415.3 | 0 | 0 | 0 | 0 | 0 | 0 | 0 | 0 | 0 | 0 | 0 | EIA-860, EIA-860M and EIA-923 | 201603
Estados Unidos | Murray Gill | Kansas Gas & Electric Co |  | 37.5967 | -97.4136 | Wichita | Sedgwick | Kansas | 67215 | 6100 W. 55th St. South | 183 | 0 | Gas natural |  | 0 | 183 | 0 | 0 | 0 | 0 | 0 | 0 | 0 | 0 | 0 | 0 | EIA-860, EIA-860M and EIA-923 | 201603
Estados Unidos | Hutchinson Energy Center | Westar Energy Inc |  | 38.0906 | -97.8747 | Hutchinson | Reno | Kansas | 67501 | 3200 E 30th Ave | 239 | 0 | Gas natural |  | 0 | 165 | 74 | 0 | 0 | 0 | 0 | 0 | 0 | 0 | 0 | 0 | EIA-860, EIA-860M and EIA-923 | 201603
Estados Unidos | Lawrence Energy Center | Westar Energy Inc |  | 39.0072 | -95.2692 | Lawrence | Douglas | Kansas | 66049 | 1250 N 1800 Rd | 474 | 0 | Carbón |  | 474 | 0 | 0 | 0 | 0 | 0 | 0 | 0 | 0 | 0 | 0 | 0 | EIA-860, EIA-860M and EIA-923 | 201603
Estados Unidos | Kaw | City of Kansas City - (KS) |  | 39.0867 | -94.6514 | Kansas City | Wyandotte | Kansas | 66105 | 2015 Kansas Avenue | 140.3 | 0 | Gas natural |  | 0 | 140.3 | 0 | 0 | 0 | 0 | 0 | 0 | 0 | 0 | 0 | 0 | EIA-860, EIA-860M and EIA-923 | 201603
Estados Unidos | Quindaro | City of Kansas City - (KS) |  | 39.1492 | -94.6381 | Kansas | Wyandotte | Kansas | 66104 | 3601 North 12th St | 272 | 0 | Carbón |  | 157 | 13 | 102 | 0 | 0 | 0 | 0 | 0 | 0 | 0 | 0 | 0 | EIA-860, EIA-860M and EIA-923 | 201603
Estados Unidos | McPherson 2 | City of McPherson - (KS) |  | 38.3634 | -97.6833 | McPherson | McPherson | Kansas | 67460 | 1128 West Avenue A | 156.1 | 0 | Gas natural |  | 0 | 104 | 52.1 | 0 | 0 | 0 | 0 | 0 | 0 | 0 | 0 | 0 | EIA-860, EIA-860M and EIA-923 | 201603
Estados Unidos | Garden City | Sunflower Electric Power Corp |  | 37.9703 | -100.896 | Garden City | Finney | Kansas | 67846 | 2075 W Saint John Street | 207.3 | 0 | Gas natural |  | 0 | 207.3 | 0 | 0 | 0 | 0 | 0 | 0 | 0 | 0 | 0 | 0 | EIA-860, EIA-860M and EIA-923 | 201603
Estados Unidos | Big Sandy | Kentucky Power Co |  | 38.1707 | -82.6176 | Louisa | Lawrence | Kentucky | 41230 | 23000 Hwy 23 | 260 | 0 | Carbón |  | 260 | 0 | 0 | 0 | 0 | 0 | 0 | 0 | 0 | 0 | 0 | 0 | EIA-860, EIA-860M and EIA-923 | 201603
Estados Unidos | E W Brown | Kentucky Utilities Co |  | 37.7883 | -84.7126 | Harrodsburg | Mercer | Kentucky | 40330 | 815 Dix Dam Rd | 1588 | 0 | Gas natural |  | 682 | 906 | 0 | 0 | 0 | 0 | 0 | 0 | 0 | 0 | 0 | 0 | EIA-860, EIA-860M and EIA-923 | 201603
Estados Unidos | Ghent | Kentucky Utilities Co |  | 38.7497 | -85.035 | Ghent | Carroll | Kentucky | 41045 | 9485 US Hwy 42 East | 1919 | 0 | Carbón |  | 1919 | 0 | 0 | 0 | 0 | 0 | 0 | 0 | 0 | 0 | 0 | 0 | EIA-860, EIA-860M and EIA-923 | 201603
Estados Unidos | Cane Run | Louisville Gas & Electric Co |  | 38.1831 | -85.8892 | Louisville | Jefferson | Kentucky | 40216 | 5252 Cane Run Road | 677.3 | 0 | Gas natural |  | 0 | 677.3 | 0 | 0 | 0 | 0 | 0 | 0 | 0 | 0 | 0 | 0 | EIA-860, EIA-860M and EIA-923 | 201603
Estados Unidos | Mill Creek (KY) | Louisville Gas & Electric Co |  | 38.0525 | -85.9103 | Louisville | Jefferson | Kentucky | 40272 | 14660 Dixie Highway | 1472 | 0 | Carbón |  | 1472 | 0 | 0 | 0 | 0 | 0 | 0 | 0 | 0 | 0 | 0 | 0 | EIA-860, EIA-860M and EIA-923 | 201603
Estados Unidos | Paddys Run | Louisville Gas & Electric Co |  | 38.2236 | -85.8417 | Louisville | Jefferson | Kentucky | 40211 | 4512 Bells Lane | 182 | 0 | Gas natural |  | 0 | 182 | 0 | 0 | 0 | 0 | 0 | 0 | 0 | 0 | 0 | 0 | EIA-860, EIA-860M and EIA-923 | 201603
Estados Unidos | Barkley | USCE-Nashville District |  | 37.0217 | -88.2211 | Kuttawa | Lyon | Kentucky | 42055 | 8439 US Highway 62W | 148 | 148 | Hidroeléctrica | Hidroeléctrica | 0 | 0 | 0 | 0 | 148 | 0 | 0 | 0 | 0 | 0 | 0 | 0 | EIA-860, EIA-860M and EIA-923 | 201603
Estados Unidos | Elmer Smith | City of Owensboro - (KY) |  | 37.7942 | -87.0608 | Owensboro | Daviess | Kentucky | 42303 | 4301 State Highway 144 | 398.7 | 0 | Carbón |  | 398.7 | 0 | 0 | 0 | 0 | 0 | 0 | 0 | 0 | 0 | 0 | 0 | EIA-860, EIA-860M and EIA-923 | 201603
Estados Unidos | Kentucky Dam | Tennessee Valley Authority |  | 37.0131 | -88.2692 | Grand Rivers | Marshall | Kentucky | 42045 | 640 Kentucky Dam Rd. | 222.5 | 222.5 | Hidroeléctrica | Hidroeléctrica | 0 | 0 | 0 | 0 | 222.5 | 0 | 0 | 0 | 0 | 0 | 0 | 0 | EIA-860, EIA-860M and EIA-923 | 201603
Estados Unidos | Paradise | Tennessee Valley Authority |  | 37.2608 | -86.9783 | Drakesboro | Muhlenberg | Kentucky | 42337 | 13246 State Route 176 Suite 10 | 2201 | 0 | Carbón |  | 2201 | 0 | 0 | 0 | 0 | 0 | 0 | 0 | 0 | 0 | 0 | 0 | EIA-860, EIA-860M and EIA-923 | 201603
Estados Unidos | Shawnee | Tennessee Valley Authority |  | 37.1517 | -88.775 | West Paducah | McCracken | Kentucky | 42086 | 7900 Metropolis Lake Rd. | 1206 | 0 | Carbón |  | 1206 | 0 | 0 | 0 | 0 | 0 | 0 | 0 | 0 | 0 | 0 | 0 | EIA-860, EIA-860M and EIA-923 | 201603
Estados Unidos | Wolf Creek | USCE-Nashville District |  | 36.8691 | -85.147 | Jamestown | Russell | Kentucky | 42629 | 980 Power Plant Road | 312 | 312 | Hidroeléctrica | Hidroeléctrica | 0 | 0 | 0 | 0 | 312 | 0 | 0 | 0 | 0 | 0 | 0 | 0 | EIA-860, EIA-860M and EIA-923 | 201603
Estados Unidos | Kenneth C Coleman | Big Rivers Electric Corp |  | 37.9631 | -86.7911 | Hawesville | Hancock | Kentucky | 42348 | 4982 River Road | 443 | 0 | Carbón |  | 443 | 0 | 0 | 0 | 0 | 0 | 0 | 0 | 0 | 0 | 0 | 0 | EIA-860, EIA-860M and EIA-923 | 201603
Estados Unidos | HMP&L Station Two Henderson | Big Rivers Electric Corp |  | 37.6469 | -87.5028 | Robards | Henderson | Kentucky | 42452 | 9000 Highway 2096 | 312 | 0 | Carbón |  | 312 | 0 | 0 | 0 | 0 | 0 | 0 | 0 | 0 | 0 | 0 | 0 | EIA-860, EIA-860M and EIA-923 | 201603
Estados Unidos | Robert A Reid | Big Rivers Electric Corp |  | 37.6461 | -87.5019 | Robards | Webster | Kentucky | 42452 | 9000 Highway 2096 | 123 | 0 | Carbón |  | 65 | 58 | 0 | 0 | 0 | 0 | 0 | 0 | 0 | 0 | 0 | 0 | EIA-860, EIA-860M and EIA-923 | 201603
Estados Unidos | Cooper | East Kentucky Power Coop, Inc |  | 36.9981 | -84.5919 | Somerset | Pulaski | Kentucky | 42501 | 7130 Highway 1247 | 341 | 0 | Carbón |  | 341 | 0 | 0 | 0 | 0 | 0 | 0 | 0 | 0 | 0 | 0 | 0 | EIA-860, EIA-860M and EIA-923 | 201603
Estados Unidos | Dale | East Kentucky Power Coop, Inc |  | 37.8806 | -84.2619 | Winchester | Clark | Kentucky | 40391 | 1925 Ford Road | 149 | 0 | Carbón |  | 149 | 0 | 0 | 0 | 0 | 0 | 0 | 0 | 0 | 0 | 0 | 0 | EIA-860, EIA-860M and EIA-923 | 201603
Estados Unidos | Louisiana 1 | Entergy Louisiana LLC |  | 30.4922 | -91.1864 | Baton Rouge | East Baton Rouge | Louisiana | 70821 | Gulf States Road | 382.4 | 0 | Gas natural |  | 0 | 382.4 | 0 | 0 | 0 | 0 | 0 | 0 | 0 | 0 | 0 | 0 | EIA-860, EIA-860M and EIA-923 | 201603
Estados Unidos | Louisiana 2 | Entergy Louisiana LLC |  | 30.4922 | -91.1864 | Baton Rouge | East Baton Rouge | Louisiana | 70821 | Gulf States Road | 138 | 0 | Gas natural |  | 0 | 138 | 0 | 0 | 0 | 0 | 0 | 0 | 0 | 0 | 0 | 0 | EIA-860, EIA-860M and EIA-923 | 201603
Estados Unidos | R S Nelson | Entergy Louisiana LLC |  | 30.2844 | -93.2911 | Westlake | Calcasieu | Louisiana | 70669 | 3500 Houston River Road | 1312 | 0 | Gas natural |  | 537.1 | 569.7 | 205.2 | 0 | 0 | 0 | 0 | 0 | 0 | 0 | 0 | 0 | EIA-860, EIA-860M and EIA-923 | 201603
Estados Unidos | Willow Glen | Entergy Louisiana LLC |  | 30.2743 | -91.1164 | St. Gabriel | Iberville | Louisiana | 70776 | 2605 Hwy. 75 | 1748.9 | 0 | Gas natural |  | 0 | 1748.9 | 0 | 0 | 0 | 0 | 0 | 0 | 0 | 0 | 0 | 0 | EIA-860, EIA-860M and EIA-923 | 201603
Estados Unidos | Coughlin Power Station | Cleco Power LLC |  | 30.8439 | -92.2611 | St Landry | Evangeline | Louisiana | 71367 | 2180 St Landry Hwy | 739 | 0 | Gas natural |  | 0 | 739 | 0 | 0 | 0 | 0 | 0 | 0 | 0 | 0 | 0 | 0 | EIA-860, EIA-860M and EIA-923 | 201603
Estados Unidos | Teche | Cleco Power LLC |  | 29.8222 | -91.5425 | Baldwin | St Mary | Louisiana | 70514 | 237 Newman St | 387 | 0 | Gas natural |  | 0 | 387 | 0 | 0 | 0 | 0 | 0 | 0 | 0 | 0 | 0 | 0 | EIA-860, EIA-860M and EIA-923 | 201603
Estados Unidos | Little Gypsy | Entergy Louisiana LLC |  | 30.0051 | -90.4617 | La Place | St Charles | Louisiana | 70068 | 17420 River Road | 1159.1 | 0 | Gas natural |  | 0 | 1159.1 | 0 | 0 | 0 | 0 | 0 | 0 | 0 | 0 | 0 | 0 | EIA-860, EIA-860M and EIA-923 | 201603
Estados Unidos | Nine Mile Point | Entergy Louisiana LLC |  | 29.9472 | -90.1458 | Westwego | Jefferson | Louisiana | 70094 | 1617 River Road | 2083.3 | 0 | Gas natural |  | 0 | 2083.3 | 0 | 0 | 0 | 0 | 0 | 0 | 0 | 0 | 0 | 0 | EIA-860, EIA-860M and EIA-923 | 201603
Estados Unidos | Sterlington | Entergy Louisiana LLC |  | 32.7047 | -92.0792 | Sterlington | Ouachita | Louisiana | 71280 | PO Box 647 | 107.5 | 0 | Gas natural |  | 0 | 107.5 | 0 | 0 | 0 | 0 | 0 | 0 | 0 | 0 | 0 | 0 | EIA-860, EIA-860M and EIA-923 | 201603
Estados Unidos | Michoud | Entergy New Orleans Inc |  | 30.0081 | -89.9372 | New Orleans | Orleans | Louisiana | 70129 | 3601 Paris Road | 785.4 | 0 | Gas natural |  | 0 | 785.4 | 0 | 0 | 0 | 0 | 0 | 0 | 0 | 0 | 0 | 0 | EIA-860, EIA-860M and EIA-923 | 201603
Estados Unidos | Arsenal Hill | Southwestern Electric Power Co |  | 32.5181 | -93.7611 | Shreveport | Caddo | Louisiana | 71101 | 520 North Allen | 116 | 0 | Gas natural |  | 0 | 116 | 0 | 0 | 0 | 0 | 0 | 0 | 0 | 0 | 0 | 0 | EIA-860, EIA-860M and EIA-923 | 201603
Estados Unidos | Lieberman | Southwestern Electric Power Co |  | 32.7047 | -93.9597 | Mooringsport | Caddo | Louisiana | 71060 | 11730 La Hwy 538 | 243 | 0 | Gas natural |  | 0 | 243 | 0 | 0 | 0 | 0 | 0 | 0 | 0 | 0 | 0 | 0 | EIA-860, EIA-860M and EIA-923 | 201603
Estados Unidos | Louis Doc Bonin | Lafayette Utilities System |  | 30.238 | -92.0463 | Lafayette | Lafayette | Louisiana | 70506 | 1120 Walker Road | 256 | 0 | Gas natural |  | 0 | 256 | 0 | 0 | 0 | 0 | 0 | 0 | 0 | 0 | 0 | 0 | EIA-860, EIA-860M and EIA-923 | 201603
Estados Unidos | Big Cajun 1 | Louisiana Generating LLC |  | 30.6739 | -91.3556 | Jarreau | Pointe Coupee | Louisiana | 70749 | 7807 River Road - Hwy 415 | 430 | 0 | Gas natural |  | 0 | 430 | 0 | 0 | 0 | 0 | 0 | 0 | 0 | 0 | 0 | 0 | EIA-860, EIA-860M and EIA-923 | 201603
Estados Unidos | William F Wyman | FPL Energy Wyman LLC |  | 43.7508 | -70.1567 | Yarmouth | Cumberland | Maine | 04096 | 677 Cousins Street | 810.9 | 0 | Petróleo |  | 0 | 0 | 810.9 | 0 | 0 | 0 | 0 | 0 | 0 | 0 | 0 | 0 | EIA-860, EIA-860M and EIA-923 | 201603
Estados Unidos | C P Crane | Raven Power Holdings LLC |  | 39.3236 | -76.3651 | Bengies | Baltimore | Maryland | 21220 | Carroll Island Rd | 399 | 0 | Carbón |  | 385 | 0 | 14 | 0 | 0 | 0 | 0 | 0 | 0 | 0 | 0 | 0 | EIA-860, EIA-860M and EIA-923 | 201603
Estados Unidos | Herbert A Wagner | Raven Power Holdings LLC |  | 39.1781 | -76.5268 | Baltimore | Anne Arundel | Maryland | 21226 | 1000 Brandon Shores Rd | 958.9 | 0 | Carbón |  | 423 | 126 | 409.9 | 0 | 0 | 0 | 0 | 0 | 0 | 0 | 0 | 0 | EIA-860, EIA-860M and EIA-923 | 201603
Estados Unidos | Notch Cliff | Constellation Power Source Gen |  | 39.4217 | -76.5087 | Baltimore | Baltimore | Maryland | 21057 | 10650 Harford Rd | 116.7 | 0 | Gas natural |  | 0 | 116.7 | 0 | 0 | 0 | 0 | 0 | 0 | 0 | 0 | 0 | 0 | EIA-860, EIA-860M and EIA-923 | 201603
Estados Unidos | Perryman | Constellation Power Source Gen |  | 39.4428 | -76.2218 | Harford County | Harford | Maryland | 21130 | Bush River Neck Rd | 412.4 | 0 | Gas natural |  | 0 | 257.4 | 155 | 0 | 0 | 0 | 0 | 0 | 0 | 0 | 0 | 0 | EIA-860, EIA-860M and EIA-923 | 201603
Estados Unidos | Riverside (MD) | Constellation Power Source Gen |  | 39.2369 | -76.5133 | Baltimore | Baltimore | Maryland | 21222 | Sollers Point Rd | 113 | 0 | Gas natural |  | 0 | 74 | 39 | 0 | 0 | 0 | 0 | 0 | 0 | 0 | 0 | 0 | EIA-860, EIA-860M and EIA-923 | 201603
Estados Unidos | Westport | Constellation Power Source Gen |  | 39.2719 | -76.6186 | Baltimore | Baltimore City | Maryland | 21230 | 2810 Clare Street | 115.8 | 0 | Gas natural |  | 0 | 115.8 | 0 | 0 | 0 | 0 | 0 | 0 | 0 | 0 | 0 | 0 | EIA-860, EIA-860M and EIA-923 | 201603
Estados Unidos | Vienna Operations | NRG Vienna Operations Inc |  | 38.4878 | -75.8208 | Vienna | Dorchester | Maryland | 21869 | Chapel of Ease Road | 168.9 | 0 | Petróleo |  | 0 | 0 | 168.9 | 0 | 0 | 0 | 0 | 0 | 0 | 0 | 0 | 0 | EIA-860, EIA-860M and EIA-923 | 201603
Estados Unidos | Chalk Point LLC | NRG Chalk Point LLC |  | 38.5444 | -76.6861 | Aquasco | Prince Georges | Maryland | 20608 | P.O. 10 | 2248 | 0 | Gas natural |  | 667 | 1164 | 417 | 0 | 0 | 0 | 0 | 0 | 0 | 0 | 0 | 0 | EIA-860, EIA-860M and EIA-923 | 201603
Estados Unidos | Dickerson | GenOn Mid-Atlantic LLC |  | 39.2097 | -77.4644 | Dickerson | Montgomery | Maryland | 20842 | 21200 Martinsburg Rd. | 831 | 0 | Carbón |  | 519 | 294 | 18 | 0 | 0 | 0 | 0 | 0 | 0 | 0 | 0 | 0 | EIA-860, EIA-860M and EIA-923 | 201603
Estados Unidos | Morgantown Generating Plant | GenOn Mid-Atlantic LLC |  | 38.3592 | -76.9767 | Newburg | Charles | Maryland | 20664 | 12620 Crain Highway | 1423 | 0 | Carbón |  | 1205 | 0 | 218 | 0 | 0 | 0 | 0 | 0 | 0 | 0 | 0 | 0 | EIA-860, EIA-860M and EIA-923 | 201603
Estados Unidos | Conowingo |  |  | 39.6572 | -76.1752 | Darlington | Harford | Maryland | 21034 | 2569 Shures Landing Rd. | 572 | 572 | Hidroeléctrica | Hidroeléctrica | 0 | 0 | 0 | 0 | 572 | 0 | 0 | 0 | 0 | 0 | 0 | 0 | EIA-860, EIA-860M and EIA-923 | 201603
Estados Unidos | Mystic Generating Station | Constellation Mystic Power LLC |  | 42.3908 | -71.0675 | Charlestown | Middlesex | Massachusetts | 02129 | 173 Alford Street | 1997.2 | 0 | Gas natural |  | 0 | 1988.1 | 9.1 | 0 | 0 | 0 | 0 | 0 | 0 | 0 | 0 | 0 | EIA-860, EIA-860M and EIA-923 | 201603
Estados Unidos | Pilgrim Nuclear Power Station | Entergy Nuclear Generation Co |  | 41.9438 | -70.578 | Plymouth | Plymouth | Massachusetts | 02360 | 600 Rocky Hill Road | 682.3 | 0 | Nuclear |  | 0 | 0 | 0 | 0 | 0 | 0 | 682.3 | 0 | 0 | 0 | 0 | 0 | EIA-860, EIA-860M and EIA-923 | 201603
Estados Unidos | Exelon Medway LLC | Exelon Power |  | 42.14 | -71.4464 | Medway | Norfolk | Massachusetts | 02053 | 9 Summer Street | 123.8 | 0 | Petróleo |  | 0 | 0 | 123.8 | 0 | 0 | 0 | 0 | 0 | 0 | 0 | 0 | 0 | EIA-860, EIA-860M and EIA-923 | 201603
Estados Unidos | Kendall Square Station | Veolia - Kendall Green Energy |  | 42.3633 | -71.0792 | Cambridge | Middlesex | Massachusetts | 02142 | 265 First Street | 232.7 | 0 | Gas natural |  | 0 | 160.5 | 18 | 54.2 | 0 | 0 | 0 | 0 | 0 | 0 | 0 | 0 | EIA-860, EIA-860M and EIA-923 | 201603
Estados Unidos | Canal | NRG Canal LLC |  | 41.7694 | -70.5097 | Sandwich | Barnstable | Massachusetts | 02563 | 9 Freezer Road | 1113 | 0 | Petróleo |  | 0 | 0 | 1113 | 0 | 0 | 0 | 0 | 0 | 0 | 0 | 0 | 0 | EIA-860, EIA-860M and EIA-923 | 201603
Estados Unidos | Brayton Point | Brayton Point Energy LLC |  | 41.7103 | -71.1931 | Somerset | Bristol | Massachusetts | 02726 | Brayton Point Road | 1505 | 0 | Carbón |  | 1071 | 0 | 434 | 0 | 0 | 0 | 0 | 0 | 0 | 0 | 0 | 0 | EIA-860, EIA-860M and EIA-923 | 201603
Estados Unidos | Essential Power Massachusetts LLC | NAEA Energy Massachusetts LLC |  | 42.095 | -72.595 | West Springfield | Hampden | Massachusetts | 01089 | 15 Agawam Ave | 185.7 | 0 | Gas natural |  | 0 | 168.6 | 17.1 | 0 | 0 | 0 | 0 | 0 | 0 | 0 | 0 | 0 | EIA-860, EIA-860M and EIA-923 | 201603
Estados Unidos | Potter Station 2 | Town of Braintree - (MA) |  | 42.235 | -70.9672 | Braintree | Norfolk | Massachusetts | 02184 | 150 Potter Road | 185.6 | 0 | Gas natural |  | 0 | 183.3 | 2.3 | 0 | 0 | 0 | 0 | 0 | 0 | 0 | 0 | 0 | EIA-860, EIA-860M and EIA-923 | 201603
Estados Unidos | Cleary Flood | City of Taunton |  | 41.8653 | -71.1061 | Taunton | Bristol | Massachusetts | 02780 | 1314 Somerset Avenue | 131 | 0 | Petróleo |  | 0 | 0 | 131 | 0 | 0 | 0 | 0 | 0 | 0 | 0 | 0 | 0 | EIA-860, EIA-860M and EIA-923 | 201603
Estados Unidos | B C Cobb | Consumers Energy Co |  | 43.2588 | -86.2423 | Muskegon | Muskegon | Michigan | 49445 | 151 N. Causeway | 312 | 0 | Carbón |  | 312 | 0 | 0 | 0 | 0 | 0 | 0 | 0 | 0 | 0 | 0 | 0 | EIA-860, EIA-860M and EIA-923 | 201603
Estados Unidos | Dan E Karn | Consumers Energy Co |  | 43.645 | -83.8401 | Essexville | Bay | Michigan | 48732 | 2742 N. Weadock Hwy. | 1714 | 0 | Gas natural |  | 510 | 1204 | 0 | 0 | 0 | 0 | 0 | 0 | 0 | 0 | 0 | 0 | EIA-860, EIA-860M and EIA-923 | 201603
Estados Unidos | J H Campbell | Consumers Energy Co |  | 42.9103 | -86.2007 | West Olive | Ottawa | Michigan | 49460 | 17000 Croswell St. | 1421 | 0 | Carbón |  | 1408 | 0 | 13 | 0 | 0 | 0 | 0 | 0 | 0 | 0 | 0 | 0 | EIA-860, EIA-860M and EIA-923 | 201603
Estados Unidos | Ludington | Consumers Energy Co |  | 43.8942 | -86.4447 | Ludington | Mason | Michigan | 49431 | 3525 S. Lakeshore Dr. | 1945 | 1945 | Bombeo hidráulico | Bombeo hidráulico | 0 | 0 | 0 | 0 | 0 | 1945 | 0 | 0 | 0 | 0 | 0 | 0 | EIA-860, EIA-860M and EIA-923 | 201603
Estados Unidos | Palisades | Entergy Nuclear Palisades LLC |  | 42.323 | -86.3146 | Covert | Van Buren | Michigan | 49043 | 27780 Blue Star Memorial Hwy. | 783.5 | 0 | Nuclear |  | 0 | 0 | 0 | 0 | 0 | 0 | 783.5 | 0 | 0 | 0 | 0 | 0 | EIA-860, EIA-860M and EIA-923 | 201603
Estados Unidos | Thetford | Consumers Energy Co |  | 43.1567 | -83.6286 | Mount Morris | Genesee | Michigan | 48458 | 10500 N. Genesee Rd. | 114 | 0 | Gas natural |  | 0 | 114 | 0 | 0 | 0 | 0 | 0 | 0 | 0 | 0 | 0 | 0 | EIA-860, EIA-860M and EIA-923 | 201603
Estados Unidos | J C Weadock | Consumers Energy Co |  | 43.6399 | -83.8447 | Essexville | Bay | Michigan | 48732 | 2555 N. Weadock Hwy. | 303 | 0 | Carbón |  | 303 | 0 | 0 | 0 | 0 | 0 | 0 | 0 | 0 | 0 | 0 | 0 | EIA-860, EIA-860M and EIA-923 | 201603
Estados Unidos | J R Whiting | Consumers Energy Co |  | 41.7921 | -83.4495 | Erie | Monroe | Michigan | 48133 | 4525 E. Erie Rd. | 319 | 0 | Carbón |  | 319 | 0 | 0 | 0 | 0 | 0 | 0 | 0 | 0 | 0 | 0 | 0 | EIA-860, EIA-860M and EIA-923 | 201603
Estados Unidos | Delray | DTE Electric Company |  | 42.2947 | -83.1019 | Detroit | Wayne | Michigan | 48209 | 6911 W. Jefferson Ave | 127 | 0 | Gas natural |  | 0 | 127 | 0 | 0 | 0 | 0 | 0 | 0 | 0 | 0 | 0 | 0 | EIA-860, EIA-860M and EIA-923 | 201603
Estados Unidos | Fermi | DTE Electric Company |  | 41.9631 | -83.2581 | Fenchtown Twp | Monroe | Michigan | 48166 | 6400 N Dixie Hwy | 1172 | 0 | Nuclear |  | 0 | 0 | 48 | 0 | 0 | 0 | 1124 | 0 | 0 | 0 | 0 | 0 | EIA-860, EIA-860M and EIA-923 | 201603
Estados Unidos | Hancock | DTE Electric Company |  | 42.5497 | -83.4425 | Commerce Twp | Oakland | Michigan | 48390 | 1781 Haggerty Rd | 139 | 0 | Gas natural |  | 0 | 139 | 0 | 0 | 0 | 0 | 0 | 0 | 0 | 0 | 0 | 0 | EIA-860, EIA-860M and EIA-923 | 201603
Estados Unidos | Monroe (MI) | DTE Electric Company |  | 41.8906 | -83.3464 | Monroe | Monroe | Michigan | 48161 | 3500 Front St | 3080 | 0 | Carbón |  | 3066 | 0 | 14 | 0 | 0 | 0 | 0 | 0 | 0 | 0 | 0 | 0 | EIA-860, EIA-860M and EIA-923 | 201603
Estados Unidos | Northeast (MI) | DTE Electric Company |  | 42.45 | -83.0381 | Warren | Macomb | Michigan | 48091 | 6401 Eight Mile Rd E. | 116 | 0 | Gas natural |  | 0 | 59 | 57 | 0 | 0 | 0 | 0 | 0 | 0 | 0 | 0 | 0 | EIA-860, EIA-860M and EIA-923 | 201603
Estados Unidos | River Rouge | DTE Electric Company |  | 42.2739 | -83.1119 | River Rouge | Wayne | Michigan | 48218 | 1 Belanger Park | 740 | 0 | Carbón |  | 523 | 206 | 11 | 0 | 0 | 0 | 0 | 0 | 0 | 0 | 0 | 0 | EIA-860, EIA-860M and EIA-923 | 201603
Estados Unidos | St Clair | DTE Electric Company |  | 42.7642 | -82.4719 | East China Twp | St Clair | Michigan | 48054 | 4901 Pointe Dr | 1391 | 0 | Carbón |  | 1367 | 0 | 24 | 0 | 0 | 0 | 0 | 0 | 0 | 0 | 0 | 0 | EIA-860, EIA-860M and EIA-923 | 201603
Estados Unidos | Trenton Channel | DTE Electric Company |  | 42.1217 | -83.1808 | Trenton | Wayne | Michigan | 48183 | 4695 Jefferson Ave W. | 630 | 0 | Carbón |  | 630 | 0 | 0 | 0 | 0 | 0 | 0 | 0 | 0 | 0 | 0 | 0 | EIA-860, EIA-860M and EIA-923 | 201603
Estados Unidos | Presque Isle | Wisconsin Electric Power Co |  | 46.5789 | -87.395 | Marquette | Marquette | Michigan | 49855 | 2701 Lakeshore Boulevard North | 344 | 0 | Carbón |  | 344 | 0 | 0 | 0 | 0 | 0 | 0 | 0 | 0 | 0 | 0 | 0 | EIA-860, EIA-860M and EIA-923 | 201603
Estados Unidos | Eckert Station | Lansing Board of Water and Light |  | 42.7184 | -84.5581 | Lansing | Ingham | Michigan | 48910 | 601 Island Ave | 253.4 | 0 | Carbón |  | 253.4 | 0 | 0 | 0 | 0 | 0 | 0 | 0 | 0 | 0 | 0 | 0 | EIA-860, EIA-860M and EIA-923 | 201603
Estados Unidos | Erickson Station | Lansing Board of Water and Light |  | 42.6922 | -84.6572 | Lansing | Eaton | Michigan | 48917 | 3725 Canal Rd. | 154.5 | 0 | Carbón |  | 154.5 | 0 | 0 | 0 | 0 | 0 | 0 | 0 | 0 | 0 | 0 | 0 | EIA-860, EIA-860M and EIA-923 | 201603
Estados Unidos | Clay Boswell | ALLETE, Inc. |  | 47.2611 | -93.6528 | Cohasset | Itasca | Minnesota | 55721 | 1200 NW 3rd St | 1082.4 | 0 | Carbón |  | 1081.6 | 0 | 0.8 | 0 | 0 | 0 | 0 | 0 | 0 | 0 | 0 | 0 | EIA-860, EIA-860M and EIA-923 | 201603
Estados Unidos | Black Dog | Northern States Power Co - Minnesota |  | 44.8108 | -93.2501 | Burnsville | Dakota | Minnesota | 55101 | 1400 Black Dog Road | 282 | 0 | Gas natural |  | 0 | 282 | 0 | 0 | 0 | 0 | 0 | 0 | 0 | 0 | 0 | 0 | EIA-860, EIA-860M and EIA-923 | 201603
Estados Unidos | High Bridge | Northern States Power Co - Minnesota |  | 44.9314 | -93.1117 | St. Paul | Ramsey | Minnesota | 55101 | 155 Randolph Ave | 538 | 0 | Gas natural |  | 0 | 538 | 0 | 0 | 0 | 0 | 0 | 0 | 0 | 0 | 0 | 0 | EIA-860, EIA-860M and EIA-923 | 201603
Estados Unidos | Inver Hills | Northern States Power Co - Minnesota |  | 44.781 | -93.042 | Inver Grove Heights | Dakota | Minnesota | 55077 | 3185 117th St | 285.6 | 0 | Gas natural |  | 0 | 282 | 3.6 | 0 | 0 | 0 | 0 | 0 | 0 | 0 | 0 | 0 | EIA-860, EIA-860M and EIA-923 | 201603
Estados Unidos | Allen S King | Northern States Power Co - Minnesota |  | 45.03 | -92.7786 | Oak Park Heights | Washington | Minnesota | 55003 | 1103 King Plant Rd. | 511 | 0 | Carbón |  | 511 | 0 | 0 | 0 | 0 | 0 | 0 | 0 | 0 | 0 | 0 | 0 | EIA-860, EIA-860M and EIA-923 | 201603
Estados Unidos | Monticello Nuclear Facility | Northern States Power Co - Minnesota |  | 45.3338 | -93.8493 | Monticello | Wright | Minnesota | 55362 | 2807 W. County Rd 75 | 607 | 0 | Nuclear |  | 0 | 0 | 0 | 0 | 0 | 0 | 607 | 0 | 0 | 0 | 0 | 0 | EIA-860, EIA-860M and EIA-923 | 201603
Estados Unidos | Prairie Island | Northern States Power Co - Minnesota |  | 44.622 | -92.6333 | Welch | Goodhue | Minnesota | 55066 | 1717 Wakonade Dr. East | 1040 | 0 | Nuclear |  | 0 | 0 | 0 | 0 | 0 | 0 | 1040 | 0 | 0 | 0 | 0 | 0 | EIA-860, EIA-860M and EIA-923 | 201603
Estados Unidos | Riverside (MN) | Northern States Power Co - Minnesota |  | 45.0203 | -93.2753 | Minneapolis | Hennepin | Minnesota | 55401 | 3100 Marshall St. NE | 470 | 0 | Gas natural |  | 0 | 470 | 0 | 0 | 0 | 0 | 0 | 0 | 0 | 0 | 0 | 0 | EIA-860, EIA-860M and EIA-923 | 201603
Estados Unidos | Hoot Lake | Otter Tail Power Co |  | 46.2906 | -96.0433 | Fergus Falls | Otter Tail | Minnesota | 56537 | 1012 Water Plant Road | 139.1 | 0.8 | Carbón | Hidroeléctrica | 138 | 0 | 0.3 | 0 | 0.8 | 0 | 0 | 0 | 0 | 0 | 0 | 0 | EIA-860, EIA-860M and EIA-923 | 201603
Estados Unidos | Cambridge CT | Great River Energy |  | 45.601 | -93.2081 | Cambridge | Isanti | Minnesota | 55008 | Highway 65 | 182.8 | 0 | Gas natural |  | 0 | 160 | 22.8 | 0 | 0 | 0 | 0 | 0 | 0 | 0 | 0 | 0 | EIA-860, EIA-860M and EIA-923 | 201603
Estados Unidos | Elk River | Great River Energy |  | 45.2968 | -93.5584 | Elk River | Sherburne | Minnesota | 55330 | 17845 East Highway 10 | 217.6 | 27.9 | Gas natural | Biomasa | 0 | 189.7 | 0 | 0 | 0 | 0 | 0 | 0 | 0 | 0 | 27.9 | 0 | EIA-860, EIA-860M and EIA-923 | 201603
Estados Unidos | Chevron Oil | Mississippi Power Co |  | 30.34 | -88.4919 | Pascagoula | Jackson | Mississippi | 39568 | 200 Industrial Road, Gate 4 | 132 | 0 | Gas natural |  | 0 | 132 | 0 | 0 | 0 | 0 | 0 | 0 | 0 | 0 | 0 | 0 | EIA-860, EIA-860M and EIA-923 | 201603
Estados Unidos | Sweatt | Mississippi Power Co |  | 32.2925 | -88.7461 | Meridian | Lauderdale | Mississippi | 39307 | 5118 Valley Road | 124 | 0 | Gas natural |  | 0 | 124 | 0 | 0 | 0 | 0 | 0 | 0 | 0 | 0 | 0 | 0 | EIA-860, EIA-860M and EIA-923 | 201603
Estados Unidos | Jack Watson | Mississippi Power Co |  | 30.4392 | -89.0286 | Gulfport | Harrison | Mississippi | 39501 | Lorraine Road | 856 | 0 | Gas natural |  | 0 | 856 | 0 | 0 | 0 | 0 | 0 | 0 | 0 | 0 | 0 | 0 | EIA-860, EIA-860M and EIA-923 | 201603
Estados Unidos | Baxter Wilson | Entergy Mississippi Inc |  | 32.2831 | -90.9306 | Vicksburg | Warren | Mississippi | 39180 | 770 Kemp Bottom Road | 1231.3 | 0 | Gas natural |  | 0 | 1231.3 | 0 | 0 | 0 | 0 | 0 | 0 | 0 | 0 | 0 | 0 | EIA-860, EIA-860M and EIA-923 | 201603
Estados Unidos | Rex Brown | Entergy Mississippi Inc |  | 32.357 | -90.213 | Jackson | Hinds | Mississippi | 39213 | 1960 W Northside Drive | 254 | 0 | Gas natural |  | 0 | 243.7 | 10.3 | 0 | 0 | 0 | 0 | 0 | 0 | 0 | 0 | 0 | EIA-860, EIA-860M and EIA-923 | 201603
Estados Unidos | Moselle | South Mississippi El Pwr Assn |  | 31.528 | -89.3004 | Moselle | Jones | Mississippi | 39459 | 308 Moselle-Seminary Road | 477 | 0 | Gas natural |  | 0 | 477 | 0 | 0 | 0 | 0 | 0 | 0 | 0 | 0 | 0 | 0 | EIA-860, EIA-860M and EIA-923 | 201603
Estados Unidos | Asbury | Empire District Electric Co |  | 37.3613 | -94.5893 | Asbury | Jasper | Missouri | 64832 | 21133 Uphill Lane | 198 | 0 | Carbón |  | 198 | 0 | 0 | 0 | 0 | 0 | 0 | 0 | 0 | 0 | 0 | 0 | EIA-860, EIA-860M and EIA-923 | 201603
Estados Unidos | Hawthorn | Kansas City Power & Light Co |  | 39.1306 | -94.4778 | Kanssas City | Jackson | Missouri | 64120 | 8700 Hawthorne Road | 948.3 | 0 | Carbón |  | 564 | 384.3 | 0 | 0 | 0 | 0 | 0 | 0 | 0 | 0 | 0 | 0 | EIA-860, EIA-860M and EIA-923 | 201603
Estados Unidos | Montrose | Kansas City Power & Light Co |  | 38.3114 | -93.9348 | Clinton | Henry | Missouri | 64735 | 400 SW Hwy P | 510 | 0 | Carbón |  | 510 | 0 | 0 | 0 | 0 | 0 | 0 | 0 | 0 | 0 | 0 | 0 | EIA-860, EIA-860M and EIA-923 | 201603
Estados Unidos | Northeast (MO) | Kansas City Power & Light Co |  | 39.1228 | -94.5606 | Kansas City | Jackson | Missouri | 64120 | 920 N. Olive | 375 | 0 | Petróleo |  | 0 | 0 | 375 | 0 | 0 | 0 | 0 | 0 | 0 | 0 | 0 | 0 | EIA-860, EIA-860M and EIA-923 | 201603
Estados Unidos | Sibley | KCP&L Greater Missouri Operations Co |  | 39.1783 | -94.1844 | Sibley | Jackson | Missouri | 64088 | 33200 E. Johnson Rd | 461 | 0 | Carbón |  | 461 | 0 | 0 | 0 | 0 | 0 | 0 | 0 | 0 | 0 | 0 | 0 | EIA-860, EIA-860M and EIA-923 | 201603
Estados Unidos | Lake Road (MO) | KCP&L Greater Missouri Operations Co |  | 39.7246 | -94.8773 | St Joseph | Buchanan | Missouri | 64504 | 1413 Lower Lake Rd | 239.8 | 0 | Gas natural |  | 96.3 | 102 | 41.5 | 0 | 0 | 0 | 0 | 0 | 0 | 0 | 0 | 0 | EIA-860, EIA-860M and EIA-923 | 201603
Estados Unidos | Labadie | Union Electric Co - (MO) |  | 38.5622 | -90.8377 | Labadie | Franklin | Missouri | 63055 | 226 Labadie Power Plant Road | 2371 | 0 | Carbón |  | 2371 | 0 | 0 | 0 | 0 | 0 | 0 | 0 | 0 | 0 | 0 | 0 | EIA-860, EIA-860M and EIA-923 | 201603
Estados Unidos | Meramec | Union Electric Co - (MO) |  | 38.4017 | -90.3358 | St. Louis | St Louis | Missouri | 63129 | 8200 Fine Rd | 938 | 0 | Carbón |  | 834 | 49 | 55 | 0 | 0 | 0 | 0 | 0 | 0 | 0 | 0 | 0 | EIA-860, EIA-860M and EIA-923 | 201603
Estados Unidos | Osage Dam | Union Electric Co - (MO) |  | 38.2044 | -92.6239 | Eldon | Miller | Missouri | 65026 | 617 River Road | 240.1 | 240.1 | Hidroeléctrica | Hidroeléctrica | 0 | 0 | 0 | 0 | 240.1 | 0 | 0 | 0 | 0 | 0 | 0 | 0 | EIA-860, EIA-860M and EIA-923 | 201603
Estados Unidos | Sioux | Union Electric Co - (MO) |  | 38.9155 | -90.2902 | West Alton | St Charles | Missouri | 63386 | 8501 N. State Route 94 | 974 | 0 | Carbón |  | 974 | 0 | 0 | 0 | 0 | 0 | 0 | 0 | 0 | 0 | 0 | 0 | EIA-860, EIA-860M and EIA-923 | 201603
Estados Unidos | Taum Sauk | Union Electric Co - (MO) |  | 37.5208 | -90.8347 | Lesterville | Reynolds | Missouri | 63620 | Lesterville | 440 | 440 | Bombeo hidráulico | Bombeo hidráulico | 0 | 0 | 0 | 0 | 0 | 440 | 0 | 0 | 0 | 0 | 0 | 0 | EIA-860, EIA-860M and EIA-923 | 201603
Estados Unidos | Columbia (MO) | City of Columbia - (MO) |  | 38.9646 | -92.3168 | Columbia | Boone | Missouri | 65205 | 1501 Business Loop 70 E | 101.6 | 3 | Gas natural | Biomasa | 38.5 | 47.5 | 12.6 | 0 | 0 | 0 | 0 | 0 | 0 | 0 | 3 | 0 | EIA-860, EIA-860M and EIA-923 | 201603
Estados Unidos | James River Power Station | City Utilities of Springfield - (MO) |  | 37.1086 | -93.2619 | Springfield | Greene | Missouri | 65804 | 5701 S. Kissick | 391 | 0 | Carbón |  | 236 | 155 | 0 | 0 | 0 | 0 | 0 | 0 | 0 | 0 | 0 | 0 | EIA-860, EIA-860M and EIA-923 | 201603
Estados Unidos | Table Rock | USCE-Little Rock District |  | 36.597 | -93.3086 | BRANSON | Taney | Missouri | 65616 | 4600 STATE HWY 165 STE A | 216.5 | 216.5 | Hidroeléctrica | Hidroeléctrica | 0 | 0 | 0 | 0 | 216.5 | 0 | 0 | 0 | 0 | 0 | 0 | 0 | EIA-860, EIA-860M and EIA-923 | 201603
Estados Unidos | New Madrid | Associated Electric Coop, Inc |  | 36.5147 | -89.5617 | New Madrid | New Madrid | Missouri | 63869 | 41 St. Jude Industrial Park | 1154 | 0 | Carbón |  | 1154 | 0 | 0 | 0 | 0 | 0 | 0 | 0 | 0 | 0 | 0 | 0 | EIA-860, EIA-860M and EIA-923 | 201603
Estados Unidos | Thomas Hill | Associated Electric Coop, Inc |  | 39.5522 | -92.6381 | Clifton Hill | Randolph | Missouri | 65244 | 5693 Highway F | 1133 | 0 | Carbón |  | 1133 | 0 | 0 | 0 | 0 | 0 | 0 | 0 | 0 | 0 | 0 | 0 | EIA-860, EIA-860M and EIA-923 | 201603
Estados Unidos | Kerr | NorthWestern Energy |  | 47.6777 | -114.234 | Polson | Lake | Montana | 59860 | 7000 Kerr Dam Road | 206 | 206 | Hidroeléctrica | Hidroeléctrica | 0 | 0 | 0 | 0 | 206 | 0 | 0 | 0 | 0 | 0 | 0 | 0 | EIA-860, EIA-860M and EIA-923 | 201603
Estados Unidos | Noxon Rapids | Avista Corp |  | 47.9539 | -115.734 | Noxon | Sanders | Montana | 59853 | 84 Avista Power Road | 580.5 | 580.5 | Hidroeléctrica | Hidroeléctrica | 0 | 0 | 0 | 0 | 580.5 | 0 | 0 | 0 | 0 | 0 | 0 | 0 | EIA-860, EIA-860M and EIA-923 | 201603
Estados Unidos | Hungry Horse | U S Bureau of Reclamation |  | 48.3415 | -114.014 | Columbia Falls | Flathead | Montana | 59919 | n/a | 428 | 428 | Hidroeléctrica | Hidroeléctrica | 0 | 0 | 0 | 0 | 428 | 0 | 0 | 0 | 0 | 0 | 0 | 0 | EIA-860, EIA-860M and EIA-923 | 201603
Estados Unidos | Yellowtail | U S Bureau of Reclamation |  | 45.3074 | -107.958 | Hardin | Big Horn | Montana | 59034 | n/a | 287.2 | 287.2 | Hidroeléctrica | Hidroeléctrica | 0 | 0 | 0 | 0 | 287.2 | 0 | 0 | 0 | 0 | 0 | 0 | 0 | EIA-860, EIA-860M and EIA-923 | 201603
Estados Unidos | Canaday | Nebraska Public Power District |  | 40.6942 | -99.7011 | Lexington | Gosper | Nebraska | 68850 | 74965 Rd 435 | 115 | 0 | Gas natural |  | 0 | 115 | 0 | 0 | 0 | 0 | 0 | 0 | 0 | 0 | 0 | 0 | EIA-860, EIA-860M and EIA-923 | 201603
Estados Unidos | Lon Wright | City of Fremont - (NE) |  | 41.4281 | -96.4623 | Fremont | Dodge | Nebraska | 68025 | 2701 East 1st Street | 160 | 0 | Carbón |  | 120 | 40 | 0 | 0 | 0 | 0 | 0 | 0 | 0 | 0 | 0 | 0 | EIA-860, EIA-860M and EIA-923 | 201603
Estados Unidos | C W Burdick | City of Grand Island - (NE) |  | 40.9228 | -98.3269 | Grand Island | Hall | Nebraska | 68801 | 805 E Bischeld | 174.1 | 0 | Gas natural |  | 0 | 174.1 | 0 | 0 | 0 | 0 | 0 | 0 | 0 | 0 | 0 | 0 | EIA-860, EIA-860M and EIA-923 | 201603
Estados Unidos | Sheldon | Nebraska Public Power District |  | 40.5589 | -96.7847 | Hallam | Lancaster | Nebraska | 68368 | 4500 West Pella Rd | 215 | 0 | Carbón |  | 215 | 0 | 0 | 0 | 0 | 0 | 0 | 0 | 0 | 0 | 0 | 0 | EIA-860, EIA-860M and EIA-923 | 201603
Estados Unidos | Fort Calhoun | Omaha Public Power District |  | 41.5205 | -96.0775 | Blair | Washington | Nebraska | 68008 | 9750 Power Lane | 478.6 | 0 | Nuclear |  | 0 | 0 | 0 | 0 | 0 | 0 | 478.6 | 0 | 0 | 0 | 0 | 0 | EIA-860, EIA-860M and EIA-923 | 201603
Estados Unidos | Jones Street | Omaha Public Power District |  | 41.2515 | -95.9227 | Omaha | Douglas | Nebraska | 68108 | 505 Marcy Street | 122.8 | 0 | Petróleo |  | 0 | 0 | 122.8 | 0 | 0 | 0 | 0 | 0 | 0 | 0 | 0 | 0 | EIA-860, EIA-860M and EIA-923 | 201603
Estados Unidos | North Omaha | Omaha Public Power District |  | 41.3291 | -95.9447 | Omaha | Douglas | Nebraska | 68112 | 7475 Pershing Drive | 494 | 0 | Carbón |  | 407 | 87 | 0 | 0 | 0 | 0 | 0 | 0 | 0 | 0 | 0 | 0 | EIA-860, EIA-860M and EIA-923 | 201603
Estados Unidos | Sarpy County | Omaha Public Power District |  | 41.1706 | -95.9706 | Bellevue | Sarpy | Nebraska | 68147 | 8906 S. 35th Street | 318.4 | 0 | Gas natural |  | 0 | 315 | 3.4 | 0 | 0 | 0 | 0 | 0 | 0 | 0 | 0 | 0 | EIA-860, EIA-860M and EIA-923 | 201603
Estados Unidos | Clark (NVE) | Nevada Power Co |  | 36.0875 | -115.051 | Las Vegas | Clark | Nevada | 89122 | 5640 Stephanie Street | 1141 | 0 | Gas natural |  | 0 | 1141 | 0 | 0 | 0 | 0 | 0 | 0 | 0 | 0 | 0 | 0 | EIA-860, EIA-860M and EIA-923 | 201603
Estados Unidos | Reid Gardner | Nevada Power Co |  | 36.6573 | -114.633 | Moapa | Clark | Nevada | 89025 | I-15, Exit 88 Hidden Valley Rd | 257 | 0 | Carbón |  | 257 | 0 | 0 | 0 | 0 | 0 | 0 | 0 | 0 | 0 | 0 | 0 | EIA-860, EIA-860M and EIA-923 | 201603
Estados Unidos | Fort Churchill | Sierra Pacific Power Co |  | 39.1281 | -119.132 | Yerington | Lyon | Nevada | 89447 | 1000 Sierra Way | 226 | 0 | Gas natural |  | 0 | 226 | 0 | 0 | 0 | 0 | 0 | 0 | 0 | 0 | 0 | 0 | EIA-860, EIA-860M and EIA-923 | 201603
Estados Unidos | Tracy | Sierra Pacific Power Co |  | 39.5625 | -119.525 | Sparks | Storey | Nevada | 89434 | 191 Wunotoo road | 897.6 | 0 | Gas natural |  | 0 | 897.6 | 0 | 0 | 0 | 0 | 0 | 0 | 0 | 0 | 0 | 0 | EIA-860, EIA-860M and EIA-923 | 201603
Estados Unidos | Comerford | TransCanada Hydro Northeast Inc., |  | 44.3251 | -72.001 | Monroe | Grafton | New Hampshire | 03771 | Route 135 | 165.9 | 165.9 | Hidroeléctrica | Hidroeléctrica | 0 | 0 | 0 | 0 | 165.9 | 0 | 0 | 0 | 0 | 0 | 0 | 0 | EIA-860, EIA-860M and EIA-923 | 201603
Estados Unidos | S C Moore | TransCanada Hydro Northeast Inc., |  | 44.3356 | -71.8742 | Littleton | Grafton | New Hampshire | 03561 | Route 18 | 188.8 | 188.8 | Hidroeléctrica | Hidroeléctrica | 0 | 0 | 0 | 0 | 188.8 | 0 | 0 | 0 | 0 | 0 | 0 | 0 | EIA-860, EIA-860M and EIA-923 | 201603
Estados Unidos | Merrimack | Public Service Co of NH |  | 43.1411 | -71.4692 | Bow | Merrimack | New Hampshire | 03301 | 97 River Rd. | 472.1 | 0 | Carbón |  | 438.5 | 0 | 33.6 | 0 | 0 | 0 | 0 | 0 | 0 | 0 | 0 | 0 | EIA-860, EIA-860M and EIA-923 | 201603
Estados Unidos | Schiller | Public Service Co of NH |  | 43.0978 | -70.7842 | Portsmouth | Rockingham | New Hampshire | 03801 | 400 Gosling Rd. | 155.5 | 43.1 | Carbón | Biomasa | 95.4 | 0 | 17 | 0 | 0 | 0 | 0 | 0 | 0 | 0 | 43.1 | 0 | EIA-860, EIA-860M and EIA-923 | 201603
Estados Unidos | B L England | RC Cape May Holdings LLC |  | 39.2908 | -74.6364 | Beesley's Point | Cape May | New Jersey | 08223 | 900 North Shore Road | 306 | 0 | Petróleo |  | 150 | 0 | 156 | 0 | 0 | 0 | 0 | 0 | 0 | 0 | 0 | 0 | EIA-860, EIA-860M and EIA-923 | 201603
Estados Unidos | Werner | NRG REMA LLC |  | 40.4912 | -74.281 | South Amboy | Middlesex | New Jersey | 08879 | Main Street | 184 | 0 | Petróleo |  | 0 | 0 | 184 | 0 | 0 | 0 | 0 | 0 | 0 | 0 | 0 | 0 | EIA-860, EIA-860M and EIA-923 | 201603
Estados Unidos | Oyster Creek | Exelon Nuclear |  | 39.8143 | -74.2062 | Forked River | Ocean | New Jersey | 08731 | PO Box 388 | 607.7 | 0 | Nuclear |  | 0 | 0 | 0 | 0 | 0 | 0 | 607.7 | 0 | 0 | 0 | 0 | 0 | EIA-860, EIA-860M and EIA-923 | 201603
Estados Unidos | Sayreville | NRG REMA LLC |  | 40.4765 | -74.3523 | Sayerville | Middlesex | New Jersey | 08872 | River Road | 200 | 0 | Gas natural |  | 0 | 150 | 50 | 0 | 0 | 0 | 0 | 0 | 0 | 0 | 0 | 0 | EIA-860, EIA-860M and EIA-923 | 201603
Estados Unidos | Gilbert | NRG REMA LLC |  | 40.5658 | -75.1639 | Milford | Hunterdon | New Jersey | 08848 | 315 Riegelsville Rd., Rte. 627 | 530 | 0 | Gas natural |  | 0 | 530 | 0 | 0 | 0 | 0 | 0 | 0 | 0 | 0 | 0 | 0 | EIA-860, EIA-860M and EIA-923 | 201603
Estados Unidos | Bergen Generating Station | PSEG Fossil LLC |  | 40.8375 | -74.0244 | Ridgefield | Bergen | New Jersey | 07657 | Victoria Terrace | 1193 | 0 | Gas natural |  | 0 | 1193 | 0 | 0 | 0 | 0 | 0 | 0 | 0 | 0 | 0 | 0 | EIA-860, EIA-860M and EIA-923 | 201603
Estados Unidos | PSEG Burlington Generating Station | PSEG Fossil LLC |  | 40.0766 | -74.8792 | Burlington | Burlington | New Jersey | 08016 | West Broad & Devlin Avenues | 168 | 0 | Gas natural |  | 0 | 168 | 0 | 0 | 0 | 0 | 0 | 0 | 0 | 0 | 0 | 0 | EIA-860, EIA-860M and EIA-923 | 201603
Estados Unidos | PSEG Hudson Generating Station | PSEG Fossil LLC |  | 40.7478 | -74.0722 | Jersey City | Hudson | New Jersey | 07306 | Duffield and Van Keuren Avenue | 620 | 0 | Carbón |  | 620 | 0 | 0 | 0 | 0 | 0 | 0 | 0 | 0 | 0 | 0 | 0 | EIA-860, EIA-860M and EIA-923 | 201603
Estados Unidos | PSEG Kearny Generating Station | PSEG Fossil LLC |  | 40.7373 | -74.0965 | Kearny | Hudson | New Jersey | 07032 | Hackensack Avenue | 445 | 0 | Gas natural |  | 0 | 445 | 0 | 0 | 0 | 0 | 0 | 0 | 0 | 0 | 0 | 0 | EIA-860, EIA-860M and EIA-923 | 201603
Estados Unidos | PSEG Linden Generating Station | PSEG Fossil LLC |  | 40.6217 | -74.2072 | Linden | Union | New Jersey | 07036 | Wood Avenue South | 1601.6 | 0 | Gas natural |  | 0 | 1601.6 | 0 | 0 | 0 | 0 | 0 | 0 | 0 | 0 | 0 | 0 | EIA-860, EIA-860M and EIA-923 | 201603
Estados Unidos | PSEG Mercer Generating Station | PSEG Fossil LLC |  | 40.1792 | -74.7339 | Hamilton Township | Mercer | New Jersey | 08611 | Lamberton Road | 632 | 0 | Carbón |  | 632 | 0 | 0 | 0 | 0 | 0 | 0 | 0 | 0 | 0 | 0 | 0 | EIA-860, EIA-860M and EIA-923 | 201603
Estados Unidos | PSEG Salem Generating Station | PSEG Nuclear LLC |  | 39.4625 | -75.5358 | Hancocks Bridge | Salem | New Jersey | 08038 | P O Box 236 End of Buttonwood | 2366.6 | 0 | Nuclear |  | 0 | 0 | 38.4 | 0 | 0 | 0 | 2328.2 | 0 | 0 | 0 | 0 | 0 | EIA-860, EIA-860M and EIA-923 | 201603
Estados Unidos | PSEG Sewaren Generating Station | PSEG Fossil LLC |  | 40.5558 | -74.2469 | Sewaren | Middlesex | New Jersey | 07077 | 751 Cliff Road | 450.6 | 0 | Gas natural |  | 0 | 450.6 | 0 | 0 | 0 | 0 | 0 | 0 | 0 | 0 | 0 | 0 | EIA-860, EIA-860M and EIA-923 | 201603
Estados Unidos | Four Corners | Arizona Public Service Co |  | 36.69 | -108.481 | Fruitland | San Juan | New Mexico | 87416 | End of County Rd 6675 | 1540 | 0 | Carbón |  | 1540 | 0 | 0 | 0 | 0 | 0 | 0 | 0 | 0 | 0 | 0 | 0 | EIA-860, EIA-860M and EIA-923 | 201603
Estados Unidos | Rio Grande | El Paso Electric Co |  | 31.8047 | -106.547 | SunLand Park | Dona Ana | New Mexico | 88063 | 3501 Donaphan Street | 324.2 | 0 | Gas natural |  | 0 | 324.2 | 0 | 0 | 0 | 0 | 0 | 0 | 0 | 0 | 0 | 0 | EIA-860, EIA-860M and EIA-923 | 201603
Estados Unidos | Maddox | Southwestern Public Service Co |  | 32.7142 | -103.301 | Hobbs | Lea | New Mexico | 88240 | 9m W. of Hobbs on Hwy 62-180 | 183 | 0 | Gas natural |  | 0 | 183 | 0 | 0 | 0 | 0 | 0 | 0 | 0 | 0 | 0 | 0 | EIA-860, EIA-860M and EIA-923 | 201603
Estados Unidos | Reeves | Public Service Co of NM |  | 35.171 | -106.602 | Albuquerque | Bernalillo | New Mexico | 87113 | 4400 Paseo del Norte NE | 154 | 0 | Gas natural |  | 0 | 154 | 0 | 0 | 0 | 0 | 0 | 0 | 0 | 0 | 0 | 0 | EIA-860, EIA-860M and EIA-923 | 201603
Estados Unidos | San Juan | Public Service Co of NM |  | 36.8006 | -108.439 | Waterflow | San Juan | New Mexico | 87421 | 6800 County Road North | 1684 | 0 | Carbón |  | 1684 | 0 | 0 | 0 | 0 | 0 | 0 | 0 | 0 | 0 | 0 | 0 | EIA-860, EIA-860M and EIA-923 | 201603
Estados Unidos | Cunningham | Southwestern Public Service Co |  | 32.7131 | -103.353 | Hobbs | Lea | New Mexico | 88240 | 13m W. of Hobbs on hwy 62-180 | 466 | 0 | Gas natural |  | 0 | 466 | 0 | 0 | 0 | 0 | 0 | 0 | 0 | 0 | 0 | 0 | EIA-860, EIA-860M and EIA-923 | 201603
Estados Unidos | Danskammer Generating Station | Danskammer Energy |  | 41.5712 | -73.975 | Newsburgh | Orange | New York | 12550 | 994 River Road | 483.7 | 0 | Gas natural |  | 0 | 478.7 | 5 | 0 | 0 | 0 | 0 | 0 | 0 | 0 | 0 | 0 | EIA-860, EIA-860M and EIA-923 | 201603
Estados Unidos | Arthur Kill Generating Station | NRG Arthur Kill Operations Inc |  | 40.5916 | -74.2 | Staten Island | Richmond | New York | 10314 | 4401 Victory Blvd | 858 | 0 | Gas natural |  | 0 | 858 | 0 | 0 | 0 | 0 | 0 | 0 | 0 | 0 | 0 | 0 | EIA-860, EIA-860M and EIA-923 | 201603
Estados Unidos | East River | Consolidated Edison Co-NY Inc |  | 40.7281 | -73.9742 | New York | New York | New York | 10009 | 801 East 14th Street | 629.3 | 0 | Gas natural |  | 0 | 629.3 | 0 | 0 | 0 | 0 | 0 | 0 | 0 | 0 | 0 | 0 | EIA-860, EIA-860M and EIA-923 | 201603
Estados Unidos | Gowanus Gas Turbines Generating | U S Power Generating Company LLC |  | 40.6635 | -74.0051 | Brooklyn | Kings | New York | 11232 | 420 2nd Avenue | 549.3 | 0 | Gas natural |  | 0 | 280.1 | 269.2 | 0 | 0 | 0 | 0 | 0 | 0 | 0 | 0 | 0 | EIA-860, EIA-860M and EIA-923 | 201603
Estados Unidos | Indian Point 2 | Entergy Nuclear Indian Point 2 |  | 41.2706 | -73.9527 | Buchanan | Westchester | New York | 10511 | Broadway & Bleakley Ave | 1020 | 0 | Nuclear |  | 0 | 0 | 0 | 0 | 0 | 0 | 1020 | 0 | 0 | 0 | 0 | 0 | EIA-860, EIA-860M and EIA-923 | 201603
Estados Unidos | Narrows Gas Turbines Generating | U S Power Generating Company LLC |  | 40.6486 | -74.0208 | Brooklyn | Kings | New York | 11232 | 4 Whale Square | 283.4 | 0 | Gas natural |  | 0 | 283.4 | 0 | 0 | 0 | 0 | 0 | 0 | 0 | 0 | 0 | 0 | EIA-860, EIA-860M and EIA-923 | 201603
Estados Unidos | Ravenswood | TC Ravenswood LLC |  | 40.7592 | -73.9461 | Long Island | Queens | New York | 11101 | 38-54 Vernon Blvd | 2246.4 | 0 | Gas natural |  | 0 | 2246.4 | 0 | 0 | 0 | 0 | 0 | 0 | 0 | 0 | 0 | 0 | EIA-860, EIA-860M and EIA-923 | 201603
Estados Unidos | E F Barrett | National Grid Generation LLC |  | 40.6167 | -73.6479 | Island Park | Nassau | New York | 11558 | McCarthy Road | 668.2 | 0 | Gas natural |  | 0 | 668.2 | 0 | 0 | 0 | 0 | 0 | 0 | 0 | 0 | 0 | 0 | EIA-860, EIA-860M and EIA-923 | 201603
Estados Unidos | Glenwood | National Grid Generation LLC |  | 40.8271 | -73.6475 | Glenwood Landing | Nassau | New York | 11547 | 200 Shore Road | 104.1 | 0 | Petróleo |  | 0 | 0 | 104.1 | 0 | 0 | 0 | 0 | 0 | 0 | 0 | 0 | 0 | EIA-860, EIA-860M and EIA-923 | 201603
Estados Unidos | Northport | National Grid Generation LLC |  | 40.9236 | -73.3423 | Northport | Suffolk | New York | 11768 | Eaton's Neck Road | 1592.5 | 0 | Gas natural |  | 0 | 1580.7 | 11.8 | 0 | 0 | 0 | 0 | 0 | 0 | 0 | 0 | 0 | EIA-860, EIA-860M and EIA-923 | 201603
Estados Unidos | Port Jefferson | National Grid Generation LLC |  | 40.9497 | -73.0785 | Port Jefferson | Suffolk | New York | 11776 | Beach Street | 473.5 | 0 | Gas natural |  | 0 | 461.4 | 12.1 | 0 | 0 | 0 | 0 | 0 | 0 | 0 | 0 | 0 | EIA-860, EIA-860M and EIA-923 | 201603
Estados Unidos | Greenidge Generation LLC | Greenidge Generation Holdings LLC |  | 42.6789 | -76.9483 | Dresden | Yates | New York | 14441 | 590 Plant Road | 107.5 | 0 | Carbón |  | 107.5 | 0 | 0 | 0 | 0 | 0 | 0 | 0 | 0 | 0 | 0 | 0 | EIA-860, EIA-860M and EIA-923 | 201603
Estados Unidos | Cayuga Operating Company | Cayuga Operating Company, LLC |  | 42.6028 | -76.6336 | Lansing | Tompkins | New York | 14882 | 228 Cayuga Dr | 304.7 | 0 | Carbón |  | 304.7 | 0 | 0 | 0 | 0 | 0 | 0 | 0 | 0 | 0 | 0 | 0 | EIA-860, EIA-860M and EIA-923 | 201603
Estados Unidos | Bethlehem Energy Center | PSEG Power New York Inc |  | 42.5942 | -73.7638 | Glenmont | Albany | New York | 12077 | Route 144 River Road | 756.8 | 0 | Gas natural |  | 0 | 756.8 | 0 | 0 | 0 | 0 | 0 | 0 | 0 | 0 | 0 | 0 | EIA-860, EIA-860M and EIA-923 | 201603
Estados Unidos | Dunkirk Generating Plant | Dunkirk Power LLC |  | 42.4915 | -79.3466 | Dunkirk | Chautauqua | New York | 14048 | 106 Point Drive North | 520 | 0 | Carbón |  | 520 | 0 | 0 | 0 | 0 | 0 | 0 | 0 | 0 | 0 | 0 | 0 | EIA-860, EIA-860M and EIA-923 | 201603
Estados Unidos | Nine Mile Point Nuclear Station | Exelon Nuclear |  | 43.5211 | -76.41 | Lycoming | Oswego | New York | 13093 | PO Box 63 | 1924 | 0 | Nuclear |  | 0 | 0 | 0 | 0 | 0 | 0 | 1924 | 0 | 0 | 0 | 0 | 0 | EIA-860, EIA-860M and EIA-923 | 201603
Estados Unidos | Oswego Harbor Power | NRG Oswego Harbor Power Operations Inc |  | 43.4586 | -76.5319 | Oswego | Oswego | New York | 13126 | 261 Washington Blvd. | 1642.8 | 0 | Petróleo |  | 0 | 0 | 1642.8 | 0 | 0 | 0 | 0 | 0 | 0 | 0 | 0 | 0 | EIA-860, EIA-860M and EIA-923 | 201603
Estados Unidos | Bowline Point | NRG New York LLC |  | 41.2044 | -73.9689 | West Haverstraw | Rockland | New York | 10993 | 140 Samsondale Ave. | 1137 | 0 | Gas natural |  | 0 | 1137 | 0 | 0 | 0 | 0 | 0 | 0 | 0 | 0 | 0 | 0 | EIA-860, EIA-860M and EIA-923 | 201603
Estados Unidos | Blenheim Gilboa | New York Power Authority |  | 42.4423 | -74.4479 | Gilboa | Schoharie | New York | 12076 | 397 Power Plant Access Rd | 1166.1 | 1166.1 | Bombeo hidráulico | Bombeo hidráulico | 0 | 0 | 0 | 0 | 0 | 1166.1 | 0 | 0 | 0 | 0 | 0 | 0 | EIA-860, EIA-860M and EIA-923 | 201603
Estados Unidos | Lewiston Niagara | New York Power Authority |  | 43.1428 | -79.0215 | Lewiston | Niagara | New York | 14092 | 5777 Lewiston Road | 240 | 240 | Bombeo hidráulico | Bombeo hidráulico | 0 | 0 | 0 | 0 | 0 | 240 | 0 | 0 | 0 | 0 | 0 | 0 | EIA-860, EIA-860M and EIA-923 | 201603
Estados Unidos | Robert Moses Niagara | New York Power Authority |  | 43.1427 | -79.0394 | Lewiston | Niagara | New York | 14092 | 5777 Lewiston Rd | 2438.8 | 2438.8 | Hidroeléctrica | Hidroeléctrica | 0 | 0 | 0 | 0 | 2438.8 | 0 | 0 | 0 | 0 | 0 | 0 | 0 | EIA-860, EIA-860M and EIA-923 | 201603
Estados Unidos | Robert Moses Power Dam | New York Power Authority |  | 45.0038 | -74.7994 | Massena | St Lawrence | New York | 13662 | 830 Barnhart Island | 1025.6 | 1025.6 | Hidroeléctrica | Hidroeléctrica | 0 | 0 | 0 | 0 | 1025.6 | 0 | 0 | 0 | 0 | 0 | 0 | 0 | EIA-860, EIA-860M and EIA-923 | 201603
Estados Unidos | Asheville | Duke Energy Progress - (NC) |  | 35.4731 | -82.5417 | Arden | Buncombe | North Carolina | 28704 | 200 CP&L Drive | 702 | 0 | Carbón |  | 378 | 324 | 0 | 0 | 0 | 0 | 0 | 0 | 0 | 0 | 0 | 0 | EIA-860, EIA-860M and EIA-923 | 201603
Estados Unidos | Roxboro | Duke Energy Progress - (NC) |  | 36.4833 | -79.0731 | Semora | Person | North Carolina | 27573 | 1700 Dunnaway Road | 2439 | 0 | Carbón |  | 2439 | 0 | 0 | 0 | 0 | 0 | 0 | 0 | 0 | 0 | 0 | 0 | EIA-860, EIA-860M and EIA-923 | 201603
Estados Unidos | Walters | Duke Energy Progress - (NC) |  | 35.6946 | -83.0503 | Waterville | Haywood | North Carolina | 37821 | 1251 Waterville Road | 112 | 112 | Hidroeléctrica | Hidroeléctrica | 0 | 0 | 0 | 0 | 112 | 0 | 0 | 0 | 0 | 0 | 0 | 0 | EIA-860, EIA-860M and EIA-923 | 201603
Estados Unidos | W H Weatherspoon | Duke Energy Progress - (NC) |  | 34.5875 | -78.9755 | Lumberton | Robeson | North Carolina | 28358 | 491 Power Plant Road | 128 | 0 | Petróleo |  | 0 | 0 | 128 | 0 | 0 | 0 | 0 | 0 | 0 | 0 | 0 | 0 | EIA-860, EIA-860M and EIA-923 | 201603
Estados Unidos | G G Allen | Duke Energy Carolinas, LLC |  | 35.1897 | -81.0122 | Belmont | Gaston | North Carolina | 28012 | 253 Plant Allen Rd | 1127 | 0 | Carbón |  | 1127 | 0 | 0 | 0 | 0 | 0 | 0 | 0 | 0 | 0 | 0 | 0 | EIA-860, EIA-860M and EIA-923 | 201603
Estados Unidos | Buck | Duke Energy Carolinas, LLC |  | 35.7133 | -80.3767 | Salisbury | Rowan | North Carolina | 28145 | 1555 Dukeville Rd | 668.2 | 0 | Gas natural |  | 0 | 668.2 | 0 | 0 | 0 | 0 | 0 | 0 | 0 | 0 | 0 | 0 | EIA-860, EIA-860M and EIA-923 | 201603
Estados Unidos | James E. Rogers Energy Complex | Duke Energy Carolinas, LLC |  | 35.22 | -81.7594 | Cliffside | Cleveland | North Carolina | 28024 | Duke Power Rd #1002 | 1396 | 0 | Carbón |  | 1396 | 0 | 0 | 0 | 0 | 0 | 0 | 0 | 0 | 0 | 0 | 0 | EIA-860, EIA-860M and EIA-923 | 201603
Estados Unidos | Cowans Ford | Duke Energy Carolinas, LLC |  | 35.4346 | -80.9588 | Stanley | Lincoln | North Carolina | 28164 | 257 Duke Lane | 325.2 | 325.2 | Hidroeléctrica | Hidroeléctrica | 0 | 0 | 0 | 0 | 325.2 | 0 | 0 | 0 | 0 | 0 | 0 | 0 | EIA-860, EIA-860M and EIA-923 | 201603
Estados Unidos | Dan River | Duke Energy Carolinas, LLC |  | 36.4862 | -79.7208 | Eden | Rockingham | North Carolina | 27288 | 900 S Edgewood Rd | 637.7 | 0 | Gas natural |  | 0 | 637.7 | 0 | 0 | 0 | 0 | 0 | 0 | 0 | 0 | 0 | 0 | EIA-860, EIA-860M and EIA-923 | 201603
Estados Unidos | Marshall (NC) | Duke Energy Carolinas, LLC |  | 35.5975 | -80.9658 | Terrell | Catawba | North Carolina | 28682 | 8320 East Hwy 150 | 2078 | 0 | Carbón |  | 2078 | 0 | 0 | 0 | 0 | 0 | 0 | 0 | 0 | 0 | 0 | 0 | EIA-860, EIA-860M and EIA-923 | 201603
Estados Unidos | Gaston | Virginia Electric & Power Co |  | 36.4991 | -77.8115 | Roanoke Rapids | Halifax | North Carolina | 27870 | 2369 Jack Brown Road | 220 | 220 | Hidroeléctrica | Hidroeléctrica | 0 | 0 | 0 | 0 | 220 | 0 | 0 | 0 | 0 | 0 | 0 | 0 | EIA-860, EIA-860M and EIA-923 | 201603
Estados Unidos | Fontana Dam | Tennessee Valley Authority |  | 35.4507 | -83.805 | Fontana Dam | Swain | North Carolina | 28733 | Hwy 28 S PO Box 1178 | 304.2 | 304.2 | Hidroeléctrica | Hidroeléctrica | 0 | 0 | 0 | 0 | 304.2 | 0 | 0 | 0 | 0 | 0 | 0 | 0 | EIA-860, EIA-860M and EIA-923 | 201603
Estados Unidos | Hiwassee Dam | Tennessee Valley Authority |  | 35.1509 | -84.1775 | Murphy | Cherokee | North Carolina | 28906 | Rt. 4 Box 170 | 173.7 | 173.7 | Hidroeléctrica | Hidroeléctrica | 0 | 0 | 0 | 0 | 87.7 | 86 | 0 | 0 | 0 | 0 | 0 | 0 | EIA-860, EIA-860M and EIA-923 | 201603
Estados Unidos | R M Heskett | Montana-Dakota Utilities Co |  | 46.8669 | -100.884 | Mandan | Morton | North Dakota | 58554 | 2025 38th St | 192.3 | 0 | Carbón |  | 104.3 | 88 | 0 | 0 | 0 | 0 | 0 | 0 | 0 | 0 | 0 | 0 | EIA-860, EIA-860M and EIA-923 | 201603
Estados Unidos | Garrison | USCE-Missouri River District |  | 47.4945 | -101.411 | Riverside | Mercer | North Dakota | 58565 | 597 Garrison Dam Rd | 510 | 510 | Hidroeléctrica | Hidroeléctrica | 0 | 0 | 0 | 0 | 510 | 0 | 0 | 0 | 0 | 0 | 0 | 0 | EIA-860, EIA-860M and EIA-923 | 201603
Estados Unidos | Leland Olds | Basin Electric Power Coop |  | 47.2808 | -101.321 | Stanton | Mercer | North Dakota | 58571 | Hwy 200 | 667 | 0 | Carbón |  | 667 | 0 | 0 | 0 | 0 | 0 | 0 | 0 | 0 | 0 | 0 | 0 | EIA-860, EIA-860M and EIA-923 | 201603
Estados Unidos | Milton R Young | Minnkota Power Coop, Inc |  | 47.0659 | -101.213 | Center | Oliver | North Dakota | 58530 | 3401 24th Street S.W. | 684 | 0 | Carbón |  | 684 | 0 | 0 | 0 | 0 | 0 | 0 | 0 | 0 | 0 | 0 | 0 | EIA-860, EIA-860M and EIA-923 | 201603
Estados Unidos | Stanton | Great River Energy |  | 47.2866 | -101.332 | Stanton | Mercer | North Dakota | 58571 | 4001 Highway 200 A | 189.1 | 0 | Carbón |  | 188.1 | 0 | 1 | 0 | 0 | 0 | 0 | 0 | 0 | 0 | 0 | 0 | EIA-860, EIA-860M and EIA-923 | 201603
Estados Unidos | Cardinal | AEP Generation Resources Inc |  | 40.2522 | -80.6486 | Brillant | Jefferson | Ohio | 43913 | State Route 7 | 1800 | 0 | Carbón |  | 1800 | 0 | 0 | 0 | 0 | 0 | 0 | 0 | 0 | 0 | 0 | 0 | EIA-860, EIA-860M and EIA-923 | 201603
Estados Unidos | Dicks Creek | Dynegy Dicks Creek |  | 39.465 | -84.3778 | Monroe | Butler | Ohio | 45050 | 632 Todhunter Rd | 136.2 | 0 | Gas natural |  | 0 | 106.2 | 30 | 0 | 0 | 0 | 0 | 0 | 0 | 0 | 0 | 0 | EIA-860, EIA-860M and EIA-923 | 201603
Estados Unidos | Miami Fort | Dynegy Miami Fort |  | 39.1128 | -84.8036 | North Bend | Hamilton | Ohio | 45100 | PO Box 128 Brower Rd | 1076 | 0 | Carbón |  | 1020 | 0 | 56 | 0 | 0 | 0 | 0 | 0 | 0 | 0 | 0 | 0 | EIA-860, EIA-860M and EIA-923 | 201603
Estados Unidos | Avon Lake | NRG Power Midwest LP |  | 41.5045 | -82.0546 | Avon Lake | Lorain | Ohio | 44012 | 33570 Lake Road | 740 | 0 | Carbón |  | 710 | 0 | 30 | 0 | 0 | 0 | 0 | 0 | 0 | 0 | 0 | 0 | EIA-860, EIA-860M and EIA-923 | 201603
Estados Unidos | Conesville | AEP Generation Resources Inc |  | 40.1842 | -81.8811 | Conesville | Coshocton | Ohio | 43811 | 47201 CR 273 | 1530 | 0 | Carbón |  | 1530 | 0 | 0 | 0 | 0 | 0 | 0 | 0 | 0 | 0 | 0 | 0 | EIA-860, EIA-860M and EIA-923 | 201603
Estados Unidos | Frank M Tait | Dayton Power & Light Co |  | 39.7272 | -84.2111 | Moraine | Montgomery | Ohio | 45439 | 2102 Arbor Blvd | 266 | 0 | Gas natural |  | 0 | 256 | 10 | 0 | 0 | 0 | 0 | 0 | 0 | 0 | 0 | 0 | EIA-860, EIA-860M and EIA-923 | 201603
Estados Unidos | J M Stuart | Dayton Power & Light Co |  | 38.6361 | -83.6939 | Aberdeen | Adams | Ohio | 45101 | US 52 PO Box 468 | 2316.8 | 0 | Carbón |  | 2308 | 0 | 8.8 | 0 | 0 | 0 | 0 | 0 | 0 | 0 | 0 | 0 | EIA-860, EIA-860M and EIA-923 | 201603
Estados Unidos | Yankee Street | Dayton Power & Light Co |  | 39.603 | -84.2047 | Centerville | Montgomery | Ohio | 45458 | 9975 Yankee Street | 102.4 | 1.1 | Gas natural | Solar | 0 | 101.3 | 0 | 0 | 0 | 0 | 0 | 1.1 | 0 | 0 | 0 | 0 | EIA-860, EIA-860M and EIA-923 | 201603
Estados Unidos | FirstEnergy W H Sammis | FirstEnergy Generation Corp |  | 40.5317 | -80.6319 | Stratton | Jefferson | Ohio | 43961 | State Route 7 | 2223 | 0 | Carbón |  | 2210 | 0 | 13 | 0 | 0 | 0 | 0 | 0 | 0 | 0 | 0 | 0 | EIA-860, EIA-860M and EIA-923 | 201603
Estados Unidos | FirstEnergy West Lorain | FirstEnergy Generation Corp |  | 41.4294 | -82.2644 | Lorain | Lorain | Ohio | 44053 | 7101 West Erie Ave. | 539 | 0 | Gas natural |  | 0 | 425 | 114 | 0 | 0 | 0 | 0 | 0 | 0 | 0 | 0 | 0 | EIA-860, EIA-860M and EIA-923 | 201603
Estados Unidos | Kyger Creek | Ohio Valley Electric Corp |  | 38.9144 | -82.1289 | Cheshire | Gallia | Ohio | 45620 | 5758 State Route 7 North | 962.8 | 0 | Carbón |  | 962.8 | 0 | 0 | 0 | 0 | 0 | 0 | 0 | 0 | 0 | 0 | 0 | EIA-860, EIA-860M and EIA-923 | 201603
Estados Unidos | FirstEnergy Bay Shore | FirstEnergy Generation Corp |  | 41.6917 | -83.4378 | Oregon | Lucas | Ohio | 43616 | 4701 Bay Shore Road | 152 | 0 | Petróleo |  | 0 | 0 | 152 | 0 | 0 | 0 | 0 | 0 | 0 | 0 | 0 | 0 | EIA-860, EIA-860M and EIA-923 | 201603
Estados Unidos | Richland | Richland-Stryker Generation LLC |  | 41.3052 | -84.3346 | Defiance | Defiance | Ohio | 43512 | 801 Carpenter Road | 369 | 0 | Gas natural |  | 0 | 358 | 11 | 0 | 0 | 0 | 0 | 0 | 0 | 0 | 0 | 0 | EIA-860, EIA-860M and EIA-923 | 201603
Estados Unidos | Hamilton (OH) | City of Hamilton - (OH) |  | 39.4098 | -84.5543 | Hamilton | Butler | Ohio | 45011 | 960 N. 3rd Street | 123 | 0 | Gas natural |  | 0 | 123 | 0 | 0 | 0 | 0 | 0 | 0 | 0 | 0 | 0 | 0 | EIA-860, EIA-860M and EIA-923 | 201603
Estados Unidos | Horseshoe Lake | Oklahoma Gas & Electric Co |  | 35.5087 | -97.1797 | Harrah | Oklahoma | Oklahoma | 73045 | 19801 NE 36th Street | 889.5 | 0 | Gas natural |  | 0 | 889.5 | 0 | 0 | 0 | 0 | 0 | 0 | 0 | 0 | 0 | 0 | EIA-860, EIA-860M and EIA-923 | 201603
Estados Unidos | Muskogee | Oklahoma Gas & Electric Co |  | 35.7613 | -95.2873 | Fort Gibson | Muskogee | Oklahoma | 74434 | 5501 Three Forks Road | 1509.5 | 0 | Carbón |  | 1509.5 | 0 | 0 | 0 | 0 | 0 | 0 | 0 | 0 | 0 | 0 | 0 | EIA-860, EIA-860M and EIA-923 | 201603
Estados Unidos | Mustang | Oklahoma Gas & Electric Co |  | 35.4699 | -97.675 | Oklahoma City | Canadian | Oklahoma | 73127 | 501 Mustang Plant Rd. | 441.5 | 2.5 | Gas natural | Solar | 0 | 439 | 0 | 0 | 0 | 0 | 0 | 2.5 | 0 | 0 | 0 | 0 | EIA-860, EIA-860M and EIA-923 | 201603
Estados Unidos | Seminole (OK) | Oklahoma Gas & Electric Co |  | 34.9664 | -96.7258 | Konowa | Seminole | Oklahoma | 74849 | Route 2, Box 18-A | 1437.5 | 0 | Gas natural |  | 0 | 1437.5 | 0 | 0 | 0 | 0 | 0 | 0 | 0 | 0 | 0 | 0 | EIA-860, EIA-860M and EIA-923 | 201603
Estados Unidos | Northeastern | Public Service Co of Oklahoma |  | 36.4317 | -95.7008 | Oologah | Rogers | Oklahoma | 74053 | Highway 169 & 88 | 1830 | 0 | Carbón |  | 920 | 906 | 4 | 0 | 0 | 0 | 0 | 0 | 0 | 0 | 0 | 0 | EIA-860, EIA-860M and EIA-923 | 201603
Estados Unidos | Southwestern | Public Service Co of Oklahoma |  | 35.1009 | -98.3524 | Anadarko | Caddo | Oklahoma | 73005 | 32034 County Street 2605 | 605 | 0 | Gas natural |  | 0 | 603 | 2 | 0 | 0 | 0 | 0 | 0 | 0 | 0 | 0 | 0 | EIA-860, EIA-860M and EIA-923 | 201603
Estados Unidos | Tulsa | Public Service Co of Oklahoma |  | 36.1165 | -95.991 | Tulsa | Tulsa | Oklahoma | 74102 | 3600 S. Elwood | 313.3 | 0 | Gas natural |  | 0 | 305 | 8.3 | 0 | 0 | 0 | 0 | 0 | 0 | 0 | 0 | 0 | EIA-860, EIA-860M and EIA-923 | 201603
Estados Unidos | Weleetka | Public Service Co of Oklahoma |  | 35.3233 | -96.1352 | Weleetka | Okfuskee | Oklahoma | 74880 | South of City | 167 | 0 | Gas natural |  | 0 | 163 | 4 | 0 | 0 | 0 | 0 | 0 | 0 | 0 | 0 | 0 | EIA-860, EIA-860M and EIA-923 | 201603
Estados Unidos | Markham | Grand River Dam Authority |  | 36.2317 | -95.1822 | Locust Grove | Mayes | Oklahoma | 74352 | 4221 E 545 RD | 128 | 128 | Hidroeléctrica | Hidroeléctrica | 0 | 0 | 0 | 0 | 128 | 0 | 0 | 0 | 0 | 0 | 0 | 0 | EIA-860, EIA-860M and EIA-923 | 201603
Estados Unidos | Pensacola | Grand River Dam Authority |  | 36.4675 | -95.0414 | Langley | Mayes | Oklahoma | 74350 | Junction 82 & 28 | 126.5 | 126.5 | Hidroeléctrica | Hidroeléctrica | 0 | 0 | 0 | 0 | 126.5 | 0 | 0 | 0 | 0 | 0 | 0 | 0 | EIA-860, EIA-860M and EIA-923 | 201603
Estados Unidos | Salina | Grand River Dam Authority |  | 36.2647 | -95.1036 | Salina | Mayes | Oklahoma | 74365 | 620 S. 4437 RD | 258 | 258 | Bombeo hidráulico | Bombeo hidráulico | 0 | 0 | 0 | 0 | 0 | 258 | 0 | 0 | 0 | 0 | 0 | 0 | EIA-860, EIA-860M and EIA-923 | 201603
Estados Unidos | Robert S Kerr | USCE-Tulsa District |  | 35.3445 | -94.7755 | Keota | Sequoyah | Oklahoma | 74955 | 29759 Powerhouse Rd | 114.8 | 114.8 | Hidroeléctrica | Hidroeléctrica | 0 | 0 | 0 | 0 | 114.8 | 0 | 0 | 0 | 0 | 0 | 0 | 0 | EIA-860, EIA-860M and EIA-923 | 201603
Estados Unidos | Anadarko Plant | Western Farmers Elec Coop, Inc |  | 35.0847 | -98.23 | Anadarko | Caddo | Oklahoma | 73005 | 701 NE 7TH STREET | 485 | 0 | Gas natural |  | 0 | 485 | 0 | 0 | 0 | 0 | 0 | 0 | 0 | 0 | 0 | 0 | EIA-860, EIA-860M and EIA-923 | 201603
Estados Unidos | Mooreland | Western Farmers Elec Coop, Inc |  | 36.4372 | -99.2254 | Mooreland | Woodward | Oklahoma | 73852 | Junction Hwy. 50 & 412 | 322 | 0 | Gas natural |  | 0 | 322 | 0 | 0 | 0 | 0 | 0 | 0 | 0 | 0 | 0 | 0 | EIA-860, EIA-860M and EIA-923 | 201603
Estados Unidos | Hells Canyon | Idaho Power Co |  | 45.2439 | -116.701 | Oxbow | Wallowa | Oregon | 97840 | 22 Miles N of OR Highway 86 | 445 | 445 | Hidroeléctrica | Hidroeléctrica | 0 | 0 | 0 | 0 | 445 | 0 | 0 | 0 | 0 | 0 | 0 | 0 | EIA-860, EIA-860M and EIA-923 | 201603
Estados Unidos | Oxbow (OR) | Idaho Power Co |  | 44.9716 | -116.835 | Oxbow | Baker | Oregon | 97840 | OR Highway 86 at the Snake R. | 219.8 | 219.8 | Hidroeléctrica | Hidroeléctrica | 0 | 0 | 0 | 0 | 219.8 | 0 | 0 | 0 | 0 | 0 | 0 | 0 | EIA-860, EIA-860M and EIA-923 | 201603
Estados Unidos | Pelton | Portland General Electric Co |  | 44.6944 | -121.231 | Madras | Jefferson | Oregon | 97741 | 4133 NW Pelton Dam Rd | 110 | 110 | Hidroeléctrica | Hidroeléctrica | 0 | 0 | 0 | 0 | 110 | 0 | 0 | 0 | 0 | 0 | 0 | 0 | EIA-860, EIA-860M and EIA-923 | 201603
Estados Unidos | Round Butte | Portland General Electric Co |  | 44.6058 | -121.277 | Madras | Jefferson | Oregon | 97741 | 726 SW Lower Bend Rd | 353 | 353 | Hidroeléctrica | Hidroeléctrica | 0 | 0 | 0 | 0 | 353 | 0 | 0 | 0 | 0 | 0 | 0 | 0 | EIA-860, EIA-860M and EIA-923 | 201603
Estados Unidos | Carmen Smith | Eugene Water & Electric Board |  | 44.286 | -122.041 | McKenzie Bridge | Linn | Oregon | 97413 | 59727 McKenzie Highway | 103.8 | 103.8 | Hidroeléctrica | Hidroeléctrica | 0 | 0 | 0 | 0 | 103.8 | 0 | 0 | 0 | 0 | 0 | 0 | 0 | EIA-860, EIA-860M and EIA-923 | 201603
Estados Unidos | Bonneville | USACE Northwestern Division |  | 45.6441 | -121.941 | Cascade Locks | Multnomah | Oregon | 97014 | ATTN: Project Office | 1153.9 | 1153.9 | Hidroeléctrica | Hidroeléctrica | 0 | 0 | 0 | 0 | 1153.9 | 0 | 0 | 0 | 0 | 0 | 0 | 0 | EIA-860, EIA-860M and EIA-923 | 201603
Estados Unidos | Detroit | USACE Northwestern Division |  | 44.7224 | -122.251 | Lowell | Marion | Oregon | 97452 | P.O. BOX 429 | 100 | 100 | Hidroeléctrica | Hidroeléctrica | 0 | 0 | 0 | 0 | 100 | 0 | 0 | 0 | 0 | 0 | 0 | 0 | EIA-860, EIA-860M and EIA-923 | 201603
Estados Unidos | John Day | USACE Northwestern Division |  | 45.7164 | -120.694 | The Dalles | Sherman | Oregon | 97058 | P.O. BOX 564 | 2160 | 2160 | Hidroeléctrica | Hidroeléctrica | 0 | 0 | 0 | 0 | 2160 | 0 | 0 | 0 | 0 | 0 | 0 | 0 | EIA-860, EIA-860M and EIA-923 | 201603
Estados Unidos | Lookout Point | USACE Northwestern Division |  | 43.9153 | -122.753 | Lowell | Lane | Oregon | 97452 | P.O. BOX 429 | 120 | 120 | Hidroeléctrica | Hidroeléctrica | 0 | 0 | 0 | 0 | 120 | 0 | 0 | 0 | 0 | 0 | 0 | 0 | EIA-860, EIA-860M and EIA-923 | 201603
Estados Unidos | McNary | USACE Northwestern Division |  | 45.9402 | -119.299 | Umatilla | Umatilla | Oregon | 97882 | P.O. BOX 1230 | 990.5 | 990.5 | Hidroeléctrica | Hidroeléctrica | 0 | 0 | 0 | 0 | 990.5 | 0 | 0 | 0 | 0 | 0 | 0 | 0 | EIA-860, EIA-860M and EIA-923 | 201603
Estados Unidos | Brunot Island | NRG Power Midwest LP |  | 40.4649 | -80.0438 | Pittsburg | Allegheny | Pennsylvania | 15204 | 2849 West Carson Street | 259 | 0 | Gas natural |  | 0 | 244 | 15 | 0 | 0 | 0 | 0 | 0 | 0 | 0 | 0 | 0 | EIA-860, EIA-860M and EIA-923 | 201603
Estados Unidos | Portland (PA) | NRG REMA LLC |  | 40.9102 | -75.0794 | Mt. Bethel | Northampton | Pennsylvania | 18351 | 5027 River Road | 541 | 0 | Carbón |  | 377 | 0 | 164 | 0 | 0 | 0 | 0 | 0 | 0 | 0 | 0 | 0 | EIA-860, EIA-860M and EIA-923 | 201603
Estados Unidos | Conemaugh | GenOn Northeast Management Company |  | 40.3842 | -79.0611 | New Florence | Indiana | Pennsylvania | 15944 | 1442 Power Plant Road | 1711.2 | 0 | Carbón |  | 1700 | 0 | 11.2 | 0 | 0 | 0 | 0 | 0 | 0 | 0 | 0 | 0 | EIA-860, EIA-860M and EIA-923 | 201603
Estados Unidos | Homer City Generating Station | NRG Homer City Services LLC |  | 40.5128 | -79.1961 | Homer City | Indiana | Pennsylvania | 15748 | 1750 Power Plant Road | 1892.5 | 0 | Carbón |  | 1892.5 | 0 | 0 | 0 | 0 | 0 | 0 | 0 | 0 | 0 | 0 | 0 | EIA-860, EIA-860M and EIA-923 | 201603
Estados Unidos | Seward (PA) | NRG Wholesale Generation LP |  | 40.4063 | -79.0337 | New Florence | Indiana | Pennsylvania | 15944 | 595 Plant Road | 521 | 0 | Carbón |  | 521 | 0 | 0 | 0 | 0 | 0 | 0 | 0 | 0 | 0 | 0 | 0 | EIA-860, EIA-860M and EIA-923 | 201603
Estados Unidos | Shawville | NRG REMA LLC |  | 41.0676 | -78.3662 | Shawville | Clearfield | Pennsylvania | 16873 | 250 Power Plant Drive | 571 | 0 | Carbón |  | 565 | 0 | 6 | 0 | 0 | 0 | 0 | 0 | 0 | 0 | 0 | 0 | EIA-860, EIA-860M and EIA-923 | 201603
Estados Unidos | Keystone | GenOn Northeast Management Company |  | 40.6604 | -79.3411 | Shelocta | Armstrong | Pennsylvania | 15774 | 313 Keystone Drive | 1711.2 | 0 | Carbón |  | 1700 | 0 | 11.2 | 0 | 0 | 0 | 0 | 0 | 0 | 0 | 0 | 0 | EIA-860, EIA-860M and EIA-923 | 201603
Estados Unidos | New Castle Plant | NRG Power Midwest LP |  | 40.9379 | -80.369 | West Pittsburg | Lawrence | Pennsylvania | 16160 | 2189 St. Rt. 168 South | 310 | 0 | Carbón |  | 305 | 0 | 5 | 0 | 0 | 0 | 0 | 0 | 0 | 0 | 0 | 0 | EIA-860, EIA-860M and EIA-923 | 201603
Estados Unidos | Brunner Island | Brunner Island LLC |  | 40.0961 | -76.6962 | York Haven | York | Pennsylvania | 17370 | P.O. Box 221 | 1418.4 | 0 | Carbón |  | 1411 | 0 | 7.4 | 0 | 0 | 0 | 0 | 0 | 0 | 0 | 0 | 0 | EIA-860, EIA-860M and EIA-923 | 201603
Estados Unidos | TalenEnergy Holtwood | TalenEnergy Holtwood LLC |  | 39.8272 | -76.3318 | Holtwood | Lancaster | Pennsylvania | 17532 | 482 Old Holtwood Road | 249 | 249 | Hidroeléctrica | Hidroeléctrica | 0 | 0 | 0 | 0 | 249 | 0 | 0 | 0 | 0 | 0 | 0 | 0 | EIA-860, EIA-860M and EIA-923 | 201603
Estados Unidos | TalenEnergy Martins Creek | TalenEnergy Martins Creek LLC |  | 40.7978 | -75.1054 | Bangor | Northampton | Pennsylvania | 18013 | 6605 Foul Rift Road | 1772 | 0 | Gas natural |  | 0 | 1772 | 0 | 0 | 0 | 0 | 0 | 0 | 0 | 0 | 0 | 0 | EIA-860, EIA-860M and EIA-923 | 201603
Estados Unidos | TalenEnergy Montour | TalenEnergy Montour LLC |  | 41.0714 | -76.6672 | Washingtonville | Montour | Pennsylvania | 17884 | PO Box 128 | 1515 | 0 | Carbón |  | 1515 | 0 | 0 | 0 | 0 | 0 | 0 | 0 | 0 | 0 | 0 | 0 | EIA-860, EIA-860M and EIA-923 | 201603
Estados Unidos | Eddystone Generating Station | Exelon Power |  | 39.858 | -75.323 | Eddystone | Delaware | Pennsylvania | 19022 | #1 Industrial Hwy. | 820 | 0 | Gas natural |  | 0 | 760 | 60 | 0 | 0 | 0 | 0 | 0 | 0 | 0 | 0 | 0 | EIA-860, EIA-860M and EIA-923 | 201603
Estados Unidos | Muddy Run | Exelon Power |  | 39.8076 | -76.2993 | Drumore | Lancaster | Pennsylvania | 17518 | Box 52, RD #1 | 1070 | 1070 | Bombeo hidráulico | Bombeo hidráulico | 0 | 0 | 0 | 0 | 0 | 1070 | 0 | 0 | 0 | 0 | 0 | 0 | EIA-860, EIA-860M and EIA-923 | 201603
Estados Unidos | Peach Bottom | Exelon Nuclear |  | 39.7589 | -76.2687 | Delta | York | Pennsylvania | 17314 | 1840 Lay Road | 2346.4 | 0 | Nuclear |  | 0 | 0 | 0 | 0 | 0 | 0 | 2346.4 | 0 | 0 | 0 | 0 | 0 | EIA-860, EIA-860M and EIA-923 | 201603
Estados Unidos | Safe Harbor | Safe Harbor |  | 39.9244 | -76.39 | Conestoga | Lancaster | Pennsylvania | 17516 | 1 Power House Rd | 417.5 | 417.5 | Hidroeléctrica | Hidroeléctrica | 0 | 0 | 0 | 0 | 417.5 | 0 | 0 | 0 | 0 | 0 | 0 | 0 | EIA-860, EIA-860M and EIA-923 | 201603
Estados Unidos | Hunlock Power Station | UGI Development Co |  | 41.2006 | -76.07 | Hunlok Creek | Luzerne | Pennsylvania | 18621 | 390 Route 11 | 127.2 | 0 | Gas natural |  | 0 | 127.2 | 0 | 0 | 0 | 0 | 0 | 0 | 0 | 0 | 0 | 0 | EIA-860, EIA-860M and EIA-923 | 201603
Estados Unidos | Manchester Street | Dominion Energy New England, LLC |  | 41.8167 | -71.4042 | Providence | Providence | Rhode Island | 02903 | 40 Point Street | 475.5 | 0 | Gas natural |  | 0 | 475.5 | 0 | 0 | 0 | 0 | 0 | 0 | 0 | 0 | 0 | 0 | EIA-860, EIA-860M and EIA-923 | 201603
Estados Unidos | Darlington County | Duke Energy Progress - (NC) |  | 34.4185 | -80.1657 | Hartsville | Darlington | South Carolina | 29550 | 4030 West Bobo Newsom Highway | 735 | 0 | Gas natural |  | 0 | 441 | 294 | 0 | 0 | 0 | 0 | 0 | 0 | 0 | 0 | 0 | EIA-860, EIA-860M and EIA-923 | 201603
Estados Unidos | H B Robinson | Duke Energy Progress - (NC) |  | 34.4017 | -80.1589 | Hartsville | Darlington | South Carolina | 29550 | 3581 West Entrance Road | 741 | 0 | Nuclear |  | 0 | 0 | 0 | 0 | 0 | 0 | 741 | 0 | 0 | 0 | 0 | 0 | EIA-860, EIA-860M and EIA-923 | 201603
Estados Unidos | Jocassee | Duke Energy Carolinas, LLC |  | 34.9594 | -82.9147 | Salem | Pickens | South Carolina | 29676 | Jocassee Lake Road | 780 | 780 | Bombeo hidráulico | Bombeo hidráulico | 0 | 0 | 0 | 0 | 0 | 780 | 0 | 0 | 0 | 0 | 0 | 0 | EIA-860, EIA-860M and EIA-923 | 201603
Estados Unidos | W S Lee | Duke Energy Carolinas, LLC |  | 34.6022 | -82.435 | Williamston | Anderson | South Carolina | 29697 | Lee Steam Plant Rd | 252 | 0 | Gas natural |  | 0 | 252 | 0 | 0 | 0 | 0 | 0 | 0 | 0 | 0 | 0 | 0 | EIA-860, EIA-860M and EIA-923 | 201603
Estados Unidos | Oconee | Duke Energy Carolinas, LLC |  | 34.7939 | -82.8986 | Seneca | Oconee | South Carolina | 29672 | 7800 Rochester Hwy | 2554 | 0 | Nuclear |  | 0 | 0 | 0 | 0 | 0 | 0 | 2554 | 0 | 0 | 0 | 0 | 0 | EIA-860, EIA-860M and EIA-923 | 201603
Estados Unidos | Hagood | South Carolina Electric&Gas Company |  | 32.8265 | -79.9634 | Charleston Heights | Charleston | South Carolina | 29405 | 2200 Hagood Road | 126 | 0 | Gas natural |  | 0 | 126 | 0 | 0 | 0 | 0 | 0 | 0 | 0 | 0 | 0 | 0 | EIA-860, EIA-860M and EIA-923 | 201603
Estados Unidos | McMeekin | South Carolina Electric&Gas Company |  | 34.0556 | -81.2172 | Columbia | Lexington | South Carolina | 29212 | 6055 Bush River Road | 250 | 0 | Carbón |  | 250 | 0 | 0 | 0 | 0 | 0 | 0 | 0 | 0 | 0 | 0 | 0 | EIA-860, EIA-860M and EIA-923 | 201603
Estados Unidos | Saluda Lexington | South Carolina Electric&Gas Company |  | 34.0533 | -81.2172 | Columbia | Lexington | South Carolina | 29212 | 6065 Bush River Road | 198.5 | 198.5 | Hidroeléctrica | Hidroeléctrica | 0 | 0 | 0 | 0 | 198.5 | 0 | 0 | 0 | 0 | 0 | 0 | 0 | EIA-860, EIA-860M and EIA-923 | 201603
Estados Unidos | Urquhart | South Carolina Electric&Gas Company |  | 33.435 | -81.9111 | Beech Island | Aiken | South Carolina | 29842 | 100 Keith Mullis Drive | 640 | 0 | Gas natural |  | 0 | 640 | 0 | 0 | 0 | 0 | 0 | 0 | 0 | 0 | 0 | 0 | EIA-860, EIA-860M and EIA-923 | 201603
Estados Unidos | Wateree | South Carolina Electric&Gas Company |  | 33.8264 | -80.6228 | Eastover | Richland | South Carolina | 29044 | 142 Wateree Station Road | 684 | 0 | Carbón |  | 684 | 0 | 0 | 0 | 0 | 0 | 0 | 0 | 0 | 0 | 0 | 0 | EIA-860, EIA-860M and EIA-923 | 201603
Estados Unidos | Williams | South Carolina Genertg Co, Inc |  | 33.0158 | -79.9297 | Goose Creek | Berkeley | South Carolina | 29445 | 2242 Bushy Park Road | 645 | 0 | Carbón |  | 605 | 40 | 0 | 0 | 0 | 0 | 0 | 0 | 0 | 0 | 0 | 0 | EIA-860, EIA-860M and EIA-923 | 201603
Estados Unidos | Jefferies | South Carolina Public Service Authority |  | 33.2444 | -79.9909 | Moncks Corner | Berkeley | South Carolina | 29461 | 463 Powerhouse Road | 127 | 127 | Hidroeléctrica | Hidroeléctrica | 0 | 0 | 0 | 0 | 127 | 0 | 0 | 0 | 0 | 0 | 0 | 0 | EIA-860, EIA-860M and EIA-923 | 201603
Estados Unidos | J Strom Thurmond | USCE-Savannah District |  | 33.6602 | -82.1961 | Clarks Hill | McCormick | South Carolina | 29821 | Rte 1 Box 13A Highway 221 | 336 | 336 | Hidroeléctrica | Hidroeléctrica | 0 | 0 | 0 | 0 | 336 | 0 | 0 | 0 | 0 | 0 | 0 | 0 | EIA-860, EIA-860M and EIA-923 | 201603
Estados Unidos | Oahe | USCE-Missouri River District |  | 44.4504 | -100.387 | Pierre | Hughes | South Dakota | 57501 | 28563 Powerhouse Rd | 714 | 714 | Hidroeléctrica | Hidroeléctrica | 0 | 0 | 0 | 0 | 714 | 0 | 0 | 0 | 0 | 0 | 0 | 0 | EIA-860, EIA-860M and EIA-923 | 201603
Estados Unidos | Fort Randall | USCE-Missouri River District |  | 43.0653 | -98.5539 | Pickstown | Charles Mix | South Dakota | 57367 | US Hwy 18/281 | 360 | 360 | Hidroeléctrica | Hidroeléctrica | 0 | 0 | 0 | 0 | 360 | 0 | 0 | 0 | 0 | 0 | 0 | 0 | EIA-860, EIA-860M and EIA-923 | 201603
Estados Unidos | Big Bend Dam | USCE-Missouri River District |  | 44.0384 | -99.4463 | Chamberlain | Buffalo | South Dakota | 57325 | 33573 N. Shore Rd | 520 | 520 | Hidroeléctrica | Hidroeléctrica | 0 | 0 | 0 | 0 | 520 | 0 | 0 | 0 | 0 | 0 | 0 | 0 | EIA-860, EIA-860M and EIA-923 | 201603
Estados Unidos | Allen Steam Plant | Tennessee Valley Authority |  | 35.0741 | -90.1487 | Memphis | Shelby | Tennessee | 38109 | 2574 Plant Rd. | 1168.2 | 0 | Carbón |  | 741 | 427.2 | 0 | 0 | 0 | 0 | 0 | 0 | 0 | 0 | 0 | 0 | EIA-860, EIA-860M and EIA-923 | 201603
Estados Unidos | Boone Dam | Tennessee Valley Authority |  | 36.4403 | -82.4381 | Kingsport | Sullivan | Tennessee | 37663 | 301 Boone Dam Rd | 113.4 | 113.4 | Hidroeléctrica | Hidroeléctrica | 0 | 0 | 0 | 0 | 113.4 | 0 | 0 | 0 | 0 | 0 | 0 | 0 | EIA-860, EIA-860M and EIA-923 | 201603
Estados Unidos | Bull Run | Tennessee Valley Authority |  | 36.0211 | -84.1567 | Clinton | Anderson | Tennessee | 37716 | 1265 EDGEMOOR RD. | 870 | 0 | Carbón |  | 870 | 0 | 0 | 0 | 0 | 0 | 0 | 0 | 0 | 0 | 0 | 0 | EIA-860, EIA-860M and EIA-923 | 201603
Estados Unidos | Cherokee Dam | Tennessee Valley Authority |  | 36.1682 | -83.4977 | Rudledge | Jefferson | Tennessee | 37861 | Rt 3 Box 524B | 141.6 | 141.6 | Hidroeléctrica | Hidroeléctrica | 0 | 0 | 0 | 0 | 141.6 | 0 | 0 | 0 | 0 | 0 | 0 | 0 | EIA-860, EIA-860M and EIA-923 | 201603
Estados Unidos | Chickamauga | Tennessee Valley Authority |  | 35.1018 | -85.2295 | Chattanooga | Hamilton | Tennessee | 37406 | 4601 Amnicola Hwy | 141.6 | 141.6 | Hidroeléctrica | Hidroeléctrica | 0 | 0 | 0 | 0 | 141.6 | 0 | 0 | 0 | 0 | 0 | 0 | 0 | EIA-860, EIA-860M and EIA-923 | 201603
Estados Unidos | Cumberland (TN) | Tennessee Valley Authority |  | 36.3903 | -87.6539 | Cumberland City | Stewart | Tennessee | 37050 | 815 Cumberland City Rd. | 2470 | 0 | Carbón |  | 2470 | 0 | 0 | 0 | 0 | 0 | 0 | 0 | 0 | 0 | 0 | 0 | EIA-860, EIA-860M and EIA-923 | 201603
Estados Unidos | Douglas Dam | Tennessee Valley Authority |  | 35.9623 | -83.5393 | Dandridge | Sevier | Tennessee | 37725 | 850 Powerhouse Way | 177.9 | 177.9 | Hidroeléctrica | Hidroeléctrica | 0 | 0 | 0 | 0 | 177.9 | 0 | 0 | 0 | 0 | 0 | 0 | 0 | EIA-860, EIA-860M and EIA-923 | 201603
Estados Unidos | Fort Loudoun | Tennessee Valley Authority |  | 35.7917 | -84.2431 | Lenoir City | Loudon | Tennessee | 37771 | Hwy 321 S PO Box 487 | 168.2 | 168.2 | Hidroeléctrica | Hidroeléctrica | 0 | 0 | 0 | 0 | 168.2 | 0 | 0 | 0 | 0 | 0 | 0 | 0 | EIA-860, EIA-860M and EIA-923 | 201603
Estados Unidos | Gallatin (TN) | Tennessee Valley Authority |  | 36.3156 | -86.4006 | Gallatin | Sumner | Tennessee | 37066 | 1499 Steam Plant Rd. | 1555.6 | 0 | Carbón |  | 976 | 579.6 | 0 | 0 | 0 | 0 | 0 | 0 | 0 | 0 | 0 | 0 | EIA-860, EIA-860M and EIA-923 | 201603
Estados Unidos | John Sevier | Tennessee Valley Authority |  | 36.3767 | -82.9639 | Rogersville | Hawkins | Tennessee | 37857 | Hwy 70 S PO Box 2000 | 878 | 0 | Gas natural |  | 0 | 878 | 0 | 0 | 0 | 0 | 0 | 0 | 0 | 0 | 0 | 0 | EIA-860, EIA-860M and EIA-923 | 201603
Estados Unidos | Johnsonville | Tennessee Valley Authority |  | 36.0278 | -87.9861 | New Johnsonville | Humphreys | Tennessee | 37134 | Hwy 70 PO Box 259 | 1472.8 | 0 | Gas natural |  | 428 | 1044.8 | 0 | 0 | 0 | 0 | 0 | 0 | 0 | 0 | 0 | 0 | EIA-860, EIA-860M and EIA-923 | 201603
Estados Unidos | Kingston | Tennessee Valley Authority |  | 35.8992 | -84.5194 | Kingston | Roane | Tennessee | 37763 | Swan Pond Rd. PO Box 2000 | 1398 | 0 | Carbón |  | 1398 | 0 | 0 | 0 | 0 | 0 | 0 | 0 | 0 | 0 | 0 | 0 | EIA-860, EIA-860M and EIA-923 | 201603
Estados Unidos | Nickajack | Tennessee Valley Authority |  | 35.0017 | -85.6218 | Jasper | Marion | Tennessee | 37347 | Rt. 1 Box 372 | 105.6 | 105.6 | Hidroeléctrica | Hidroeléctrica | 0 | 0 | 0 | 0 | 105.6 | 0 | 0 | 0 | 0 | 0 | 0 | 0 | EIA-860, EIA-860M and EIA-923 | 201603
Estados Unidos | Norris Dam | Tennessee Valley Authority |  | 36.2242 | -84.0914 | Norris | Anderson | Tennessee | 37760 | 300 Powerhouse Way | 127 | 127 | Hidroeléctrica | Hidroeléctrica | 0 | 0 | 0 | 0 | 127 | 0 | 0 | 0 | 0 | 0 | 0 | 0 | EIA-860, EIA-860M and EIA-923 | 201603
Estados Unidos | Pickwick Landing Dam | Tennessee Valley Authority |  | 35.0683 | -88.2494 | Pickwick Dam | Hardin | Tennessee | 38365 | State Rt. 128 S PO Box 6 | 244.3 | 244.3 | Hidroeléctrica | Hidroeléctrica | 0 | 0 | 0 | 0 | 244.3 | 0 | 0 | 0 | 0 | 0 | 0 | 0 | EIA-860, EIA-860M and EIA-923 | 201603
Estados Unidos | Watts Bar Hydro | Tennessee Valley Authority |  | 35.6197 | -84.7855 | Spring City | Rhea | Tennessee | 37381 | 6868 Watts Bar Hwy | 196.4 | 196.4 | Hidroeléctrica | Hidroeléctrica | 0 | 0 | 0 | 0 | 196.4 | 0 | 0 | 0 | 0 | 0 | 0 | 0 | EIA-860, EIA-860M and EIA-923 | 201603
Estados Unidos | Cordell Hull | USCE-Nashville District |  | 36.2895 | -85.9442 | Carthage | Smith | Tennessee | 37030 | 150 Corps Lane | 114 | 114 | Hidroeléctrica | Hidroeléctrica | 0 | 0 | 0 | 0 | 114 | 0 | 0 | 0 | 0 | 0 | 0 | 0 | EIA-860, EIA-860M and EIA-923 | 201603
Estados Unidos | Old Hickory | USCE-Nashville District |  | 36.2972 | -86.6556 | Hendersonville | Sumner | Tennessee | 37075 | 10 Powerplant Road | 115.7 | 115.7 | Hidroeléctrica | Hidroeléctrica | 0 | 0 | 0 | 0 | 115.7 | 0 | 0 | 0 | 0 | 0 | 0 | 0 | EIA-860, EIA-860M and EIA-923 | 201603
Estados Unidos | Laredo | Topaz Power Group LLC |  | 27.5667 | -99.5089 | Laredo | Webb | Texas | 78041 | 7300 CPL Rd | 177.4 | 0 | Gas natural |  | 0 | 177.4 | 0 | 0 | 0 | 0 | 0 | 0 | 0 | 0 | 0 | 0 | EIA-860, EIA-860M and EIA-923 | 201603
Estados Unidos | Nueces Bay | Topaz Power Group LLC |  | 27.8194 | -97.4192 | Corpus Christi | Nueces | Texas | 78403 | 2002 Navigation | 633 | 0 | Gas natural |  | 0 | 633 | 0 | 0 | 0 | 0 | 0 | 0 | 0 | 0 | 0 | 0 | EIA-860, EIA-860M and EIA-923 | 201603
Estados Unidos | Victoria | ReNu Power Holdings LLC |  | 28.7883 | -97.01 | Victoria | Victoria | Texas | 77901 | 1205 S Bottom St | 285 | 0 | Gas natural |  | 0 | 285 | 0 | 0 | 0 | 0 | 0 | 0 | 0 | 0 | 0 | 0 | EIA-860, EIA-860M and EIA-923 | 201603
Estados Unidos | Lake Hubbard | Luminant Generation Company LLC |  | 32.8358 | -96.5458 | Sunnyvale | Dallas | Texas | 75182 | 555 Barnes Rd | 915 | 0 | Gas natural |  | 0 | 915 | 0 | 0 | 0 | 0 | 0 | 0 | 0 | 0 | 0 | 0 | EIA-860, EIA-860M and EIA-923 | 201603
Estados Unidos | Mountain Creek | Exelon Power |  | 32.7231 | -96.9358 | Dallas | Dallas | Texas | 75211 | 2233A Mt. Creek Pkwy. | 808 | 0 | Gas natural |  | 0 | 808 | 0 | 0 | 0 | 0 | 0 | 0 | 0 | 0 | 0 | 0 | EIA-860, EIA-860M and EIA-923 | 201603
Estados Unidos | Newman | El Paso Electric Co |  | 31.9836 | -106.432 | El Paso | El Paso | Texas | 79934 | 4900 Stan Roberts St. | 760.9 | 0 | Gas natural |  | 0 | 760.9 | 0 | 0 | 0 | 0 | 0 | 0 | 0 | 0 | 0 | 0 | EIA-860, EIA-860M and EIA-923 | 201603
Estados Unidos | Lewis Creek | Entergy Texas Inc. |  | 30.4356 | -95.5214 | Willis | Montgomery | Texas | 77318 | 11191 Longstreet Road | 508.1 | 0 | Gas natural |  | 0 | 508.1 | 0 | 0 | 0 | 0 | 0 | 0 | 0 | 0 | 0 | 0 | EIA-860, EIA-860M and EIA-923 | 201603
Estados Unidos | Sabine | Entergy Texas Inc. |  | 30.0242 | -93.878 | Orange | Orange | Texas | 77630 | 1000 Powerhouse Road | 1763.8 | 0 | Gas natural |  | 0 | 1763.8 | 0 | 0 | 0 | 0 | 0 | 0 | 0 | 0 | 0 | 0 | EIA-860, EIA-860M and EIA-923 | 201603
Estados Unidos | Cedar Bayou | NRG Texas Power LLC |  | 29.75 | -94.9256 | Baytown | Chambers | Texas | 77523 | 7705 West Bay Road | 1495 | 0 | Gas natural |  | 0 | 1495 | 0 | 0 | 0 | 0 | 0 | 0 | 0 | 0 | 0 | 0 | EIA-860, EIA-860M and EIA-923 | 201603
Estados Unidos | Greens Bayou | NRG Texas Power LLC |  | 29.8222 | -95.2194 | Houston | Harris | Texas | 77049 | 12070 Old Beaumont Highway | 760 | 0 | Gas natural |  | 0 | 760 | 0 | 0 | 0 | 0 | 0 | 0 | 0 | 0 | 0 | 0 | EIA-860, EIA-860M and EIA-923 | 201603
Estados Unidos | Sam Bertron | NRG Texas Power LLC |  | 29.7268 | -95.0598 | Laporte | Harris | Texas | 77571 | 2012 Miller Cut-Off Road | 765 | 0 | Gas natural |  | 0 | 765 | 0 | 0 | 0 | 0 | 0 | 0 | 0 | 0 | 0 | 0 | EIA-860, EIA-860M and EIA-923 | 201603
Estados Unidos | T H Wharton | NRG Texas Power LLC |  | 29.9417 | -95.5306 | Houston | Harris | Texas | 77064 | 16301 Highway 249 | 1025 | 0 | Gas natural |  | 0 | 1025 | 0 | 0 | 0 | 0 | 0 | 0 | 0 | 0 | 0 | 0 | EIA-860, EIA-860M and EIA-923 | 201603
Estados Unidos | W A Parish | NRG Texas Power LLC |  | 29.4828 | -95.6311 | Thompsons | Fort Bend | Texas | 77481 | 2500 Y. U. Jones Road | 3675 | 0 | Carbón |  | 2499 | 1176 | 0 | 0 | 0 | 0 | 0 | 0 | 0 | 0 | 0 | 0 | EIA-860, EIA-860M and EIA-923 | 201603
Estados Unidos | Knox Lee | Southwestern Electric Power Co |  | 32.3766 | -94.6415 | Longview | Gregg | Texas | 75603 | 306 Knox Lee | 471 | 0 | Gas natural |  | 0 | 471 | 0 | 0 | 0 | 0 | 0 | 0 | 0 | 0 | 0 | 0 | EIA-860, EIA-860M and EIA-923 | 201603
Estados Unidos | Wilkes | Southwestern Electric Power Co |  | 32.8482 | -94.548 | Avinger | Marion | Texas | 75630 | Highway 49 | 883 | 0 | Gas natural |  | 0 | 883 | 0 | 0 | 0 | 0 | 0 | 0 | 0 | 0 | 0 | 0 | EIA-860, EIA-860M and EIA-923 | 201603
Estados Unidos | Jones | Southwestern Public Service Co |  | 33.5239 | -101.739 | Lubbock | Lubbock | Texas | 79408 | E. of Lubbock on Farm Rd 3020 | 824 | 0 | Gas natural |  | 0 | 824 | 0 | 0 | 0 | 0 | 0 | 0 | 0 | 0 | 0 | 0 | EIA-860, EIA-860M and EIA-923 | 201603
Estados Unidos | Nichols | Southwestern Public Service Co |  | 35.2834 | -101.746 | Amarillo | Potter | Texas | 79108 | 7201 N. Lakeside Drive | 457 | 0 | Gas natural |  | 0 | 457 | 0 | 0 | 0 | 0 | 0 | 0 | 0 | 0 | 0 | 0 | EIA-860, EIA-860M and EIA-923 | 201603
Estados Unidos | Plant X | Southwestern Public Service Co |  | 34.1661 | -102.411 | Earth | Lamb | Texas | 79031 | 5m S. on Earth on FM Rd 1055 | 411 | 0 | Gas natural |  | 0 | 411 | 0 | 0 | 0 | 0 | 0 | 0 | 0 | 0 | 0 | 0 | EIA-860, EIA-860M and EIA-923 | 201603
Estados Unidos | Graham | Luminant Generation Company LLC |  | 33.1344 | -98.6117 | Graham | Young | Texas | 76450 | PO Box 248 | 624 | 0 | Gas natural |  | 0 | 624 | 0 | 0 | 0 | 0 | 0 | 0 | 0 | 0 | 0 | 0 | EIA-860, EIA-860M and EIA-923 | 201603
Estados Unidos | Handley | Exelon Power |  | 32.7283 | -97.2192 | Fort Worth | Tarrant | Texas | 76112 | 6604 East Rosedale St. | 1265 | 0 | Gas natural |  | 0 | 1265 | 0 | 0 | 0 | 0 | 0 | 0 | 0 | 0 | 0 | 0 | EIA-860, EIA-860M and EIA-923 | 201603
Estados Unidos | Morgan Creek | Luminant Generation Company LLC |  | 32.3358 | -100.916 | Colorado City | Mitchell | Texas | 79512 | 3177 Hwy 163 South | 407 | 0 | Gas natural |  | 0 | 407 | 0 | 0 | 0 | 0 | 0 | 0 | 0 | 0 | 0 | 0 | EIA-860, EIA-860M and EIA-923 | 201603
Estados Unidos | Permian Basin | Luminant Generation Company LLC |  | 31.5839 | -102.963 | Monahans | Ward | Texas | 79756 | 600 North Yucca Dr. | 967 | 0 | Gas natural |  | 0 | 967 | 0 | 0 | 0 | 0 | 0 | 0 | 0 | 0 | 0 | 0 | EIA-860, EIA-860M and EIA-923 | 201603
Estados Unidos | Big Brown | Big Brown Power Company LLC |  | 31.8206 | -96.0544 | Fairfield | Freestone | Texas | 75840 | PO Box 948 | 1208 | 0 | Carbón |  | 1208 | 0 | 0 | 0 | 0 | 0 | 0 | 0 | 0 | 0 | 0 | 0 | EIA-860, EIA-860M and EIA-923 | 201603
Estados Unidos | Stryker Creek | Luminant Generation Company LLC |  | 31.9398 | -94.9898 | Jacksonville | Cherokee | Texas | 75785 | 1895 FM 2420 E | 679 | 0 | Gas natural |  | 0 | 669 | 10 | 0 | 0 | 0 | 0 | 0 | 0 | 0 | 0 | 0 | EIA-860, EIA-860M and EIA-923 | 201603
Estados Unidos | Trinidad (TX) | Luminant Generation Company LLC |  | 32.1245 | -96.1013 | Trinidad | Henderson | Texas | 75163 | 1320 McEntire | 239 | 0 | Gas natural |  | 0 | 235 | 4 | 0 | 0 | 0 | 0 | 0 | 0 | 0 | 0 | 0 | EIA-860, EIA-860M and EIA-923 | 201603
Estados Unidos | Decker Creek | Austin Energy |  | 30.3033 | -97.6128 | Austin | Travis | Texas | 78724 | 8003 Decker Ln | 932 | 0 | Gas natural |  | 0 | 932 | 0 | 0 | 0 | 0 | 0 | 0 | 0 | 0 | 0 | 0 | EIA-860, EIA-860M and EIA-923 | 201603
Estados Unidos | Silas Ray | Brownsville Public Utilities Board |  | 25.9131 | -97.5214 | Brownsville | Cameron | Texas | 78520 | 94 West 13th St Power Plant Dr | 133 | 0 | Gas natural |  | 0 | 125 | 8 | 0 | 0 | 0 | 0 | 0 | 0 | 0 | 0 | 0 | EIA-860, EIA-860M and EIA-923 | 201603
Estados Unidos | Ray Olinger | City of Garland - (TX) |  | 33.0681 | -96.4525 | Navada | Collin | Texas | 75173 | 13835 Cr 489 | 395 | 0 | Gas natural |  | 0 | 395 | 0 | 0 | 0 | 0 | 0 | 0 | 0 | 0 | 0 | 0 | EIA-860, EIA-860M and EIA-923 | 201603
Estados Unidos | Marshall Ford | Lower Colorado River Authority |  | 30.3899 | -97.9073 | Austin | Travis | Texas | 78738 | 4400 North Ranch Rd. | 108 | 108 | Hidroeléctrica | Hidroeléctrica | 0 | 0 | 0 | 0 | 108 | 0 | 0 | 0 | 0 | 0 | 0 | 0 | EIA-860, EIA-860M and EIA-923 | 201603
Estados Unidos | Sim Gideon | Lower Colorado River Authority |  | 30.1456 | -97.2708 | Bastrop | Bastrop | Texas | 78602 | 257 Power Plant Rd. | 607 | 0 | Gas natural |  | 0 | 607 | 0 | 0 | 0 | 0 | 0 | 0 | 0 | 0 | 0 | 0 | EIA-860, EIA-860M and EIA-923 | 201603
Estados Unidos | Ty Cooke | City of Lubbock - (TX) |  | 33.5211 | -101.791 | Lubbock | Lubbock | Texas | 79404 | 3500 E. Slaton Hwy | 120 | 0 | Gas natural |  | 0 | 120 | 0 | 0 | 0 | 0 | 0 | 0 | 0 | 0 | 0 | 0 | EIA-860, EIA-860M and EIA-923 | 201603
Estados Unidos | Leon Creek | City of San Antonio - (TX) |  | 29.3525 | -98.5761 | San Antonio | Bexar | Texas | 78211 | 7718 Quintana Rd. | 184 | 0 | Gas natural |  | 0 | 184 | 0 | 0 | 0 | 0 | 0 | 0 | 0 | 0 | 0 | 0 | EIA-860, EIA-860M and EIA-923 | 201603
Estados Unidos | O W Sommers | City of San Antonio - (TX) |  | 29.3081 | -98.3242 | San Antonio | Bexar | Texas | 78263 | 12940 US Hwy 181 South | 830 | 0 | Gas natural |  | 0 | 830 | 0 | 0 | 0 | 0 | 0 | 0 | 0 | 0 | 0 | 0 | EIA-860, EIA-860M and EIA-923 | 201603
Estados Unidos | V H Braunig | City of San Antonio - (TX) |  | 29.2567 | -98.3825 | Elmendorf | Bexar | Texas | 78112 | 15290 Streich Rd. | 1055 | 0 | Gas natural |  | 0 | 1055 | 0 | 0 | 0 | 0 | 0 | 0 | 0 | 0 | 0 | 0 | EIA-860, EIA-860M and EIA-923 | 201603
Estados Unidos | R W Miller | Brazos Electric Power Coop Inc |  | 32.6581 | -98.3103 | Palo Pinto | Palo Pinto | Texas | 76484 | 2217 F.M.Road 3137 | 574 | 0 | Gas natural |  | 0 | 574 | 0 | 0 | 0 | 0 | 0 | 0 | 0 | 0 | 0 | 0 | EIA-860, EIA-860M and EIA-923 | 201603
Estados Unidos | Pearsall | South Texas Electric Coop, Inc |  | 28.9275 | -99.0919 | Pearsall | Frio | Texas | 78061 | Power Plant Rd | 270.6 | 0 | Gas natural |  | 0 | 270.6 | 0 | 0 | 0 | 0 | 0 | 0 | 0 | 0 | 0 | 0 | EIA-860, EIA-860M and EIA-923 | 201603
Estados Unidos | Sam Rayburn | South Texas Electric Coop, Inc |  | 28.8947 | -97.135 | Nursery | Victoria | Texas | 77976 | FM 447 | 208.2 | 0 | Gas natural |  | 0 | 205 | 3.2 | 0 | 0 | 0 | 0 | 0 | 0 | 0 | 0 | 0 | EIA-860, EIA-860M and EIA-923 | 201603
Estados Unidos | Gadsby | PacifiCorp |  | 40.7686 | -111.929 | Salt Lake City | Salt Lake | Utah | 84104 | 1407 West North Temple Rear | 354.5 | 0 | Gas natural |  | 0 | 354.5 | 0 | 0 | 0 | 0 | 0 | 0 | 0 | 0 | 0 | 0 | EIA-860, EIA-860M and EIA-923 | 201603
Estados Unidos | Clinch River | Appalachian Power Co |  | 36.9333 | -82.1997 | Cleveland | Russell | Virginia | 24225 | State Route 82 | 460 | 0 | Carbón |  | 460 | 0 | 0 | 0 | 0 | 0 | 0 | 0 | 0 | 0 | 0 | 0 | EIA-860, EIA-860M and EIA-923 | 201603
Estados Unidos | Smith Mountain | Appalachian Power Co |  | 37.0413 | -79.5356 | Penhook | Pittsylvania | Virginia | 24141 | Route 1 | 586 | 586 | Hidroeléctrica | Hidroeléctrica | 0 | 0 | 0 | 0 | 348 | 238 | 0 | 0 | 0 | 0 | 0 | 0 | EIA-860, EIA-860M and EIA-923 | 201603
Estados Unidos | Bremo Bluff | Virginia Electric & Power Co |  | 37.7089 | -78.2878 | Bremo Bluff | Fluvanna | Virginia | 23022 | 1038 Bremo Road | 227 | 0 | Gas natural |  | 0 | 227 | 0 | 0 | 0 | 0 | 0 | 0 | 0 | 0 | 0 | 0 | EIA-860, EIA-860M and EIA-923 | 201603
Estados Unidos | Chesterfield | Virginia Electric & Power Co |  | 37.3822 | -77.3833 | Chester | Chesterfield | Virginia | 23831 | 500 Coxendale Road | 1650 | 0 | Carbón |  | 1253 | 397 | 0 | 0 | 0 | 0 | 0 | 0 | 0 | 0 | 0 | 0 | EIA-860, EIA-860M and EIA-923 | 201603
Estados Unidos | Possum Point | Virginia Electric & Power Co |  | 38.5367 | -77.2806 | Dumfries | Prince William | Virginia | 22026 | 19000 Possum Point Road | 1733 | 0 | Gas natural |  | 0 | 875 | 858 | 0 | 0 | 0 | 0 | 0 | 0 | 0 | 0 | 0 | EIA-860, EIA-860M and EIA-923 | 201603
Estados Unidos | Surry | Virginia Electric & Power Co |  | 37.1661 | -76.6986 | Surry | Surry | Virginia | 23883 | 5570 Hog Island Road | 1676 | 0 | Nuclear |  | 0 | 0 | 0 | 0 | 0 | 0 | 1676 | 0 | 0 | 0 | 0 | 0 | EIA-860, EIA-860M and EIA-923 | 201603
Estados Unidos | Yorktown | Virginia Electric & Power Co |  | 37.2144 | -76.4611 | Yorktown | York | Virginia | 23690 | 1600 Waterview Road | 1113 | 0 | Petróleo |  | 323 | 0 | 790 | 0 | 0 | 0 | 0 | 0 | 0 | 0 | 0 | 0 | EIA-860, EIA-860M and EIA-923 | 201603
Estados Unidos | John H Kerr | USCE-Wilmington District |  | 36.5994 | -78.3005 | Boydton | Mecklenburg | Virginia | 23917 | 5460 Buggs Island Road | 296.6 | 296.6 | Hidroeléctrica | Hidroeléctrica | 0 | 0 | 0 | 0 | 296.6 | 0 | 0 | 0 | 0 | 0 | 0 | 0 | EIA-860, EIA-860M and EIA-923 | 201603
Estados Unidos | Transalta Centralia Generation | TransAlta Centralia Gen LLC |  | 46.7559 | -122.86 | Centralia | Lewis | Washington | 98531 | 913 Big Hanaford Rd. | 1340 | 0 | Carbón |  | 1340 | 0 | 0 | 0 | 0 | 0 | 0 | 0 | 0 | 0 | 0 | 0 | EIA-860, EIA-860M and EIA-923 | 201603
Estados Unidos | Merwin | PacifiCorp |  | 45.9567 | -122.554 | Ariel | Cowlitz | Washington | 98603 | 300 Merwin Village Road | 151 | 151 | Hidroeléctrica | Hidroeléctrica | 0 | 0 | 0 | 0 | 151 | 0 | 0 | 0 | 0 | 0 | 0 | 0 | EIA-860, EIA-860M and EIA-923 | 201603
Estados Unidos | Swift 1 | PacifiCorp |  | 46.0608 | -122.202 | Cougar | Skamania | Washington | 98616 | Rd 91013 at Swift Creek Res. | 263.7 | 263.7 | Hidroeléctrica | Hidroeléctrica | 0 | 0 | 0 | 0 | 263.7 | 0 | 0 | 0 | 0 | 0 | 0 | 0 | EIA-860, EIA-860M and EIA-923 | 201603
Estados Unidos | Yale | PacifiCorp |  | 45.9628 | -122.335 | Amboy | Cowlitz | Washington | 98601 | 200 Yale Village Road | 163.6 | 163.6 | Hidroeléctrica | Hidroeléctrica | 0 | 0 | 0 | 0 | 163.6 | 0 | 0 | 0 | 0 | 0 | 0 | 0 | EIA-860, EIA-860M and EIA-923 | 201603
Estados Unidos | Lower Baker | Puget Sound Energy Inc |  | 48.5478 | -121.741 | Concrete | Skagit | Washington | 98237 | 46110 E Main St | 111.2 | 111.2 | Hidroeléctrica | Hidroeléctrica | 0 | 0 | 0 | 0 | 111.2 | 0 | 0 | 0 | 0 | 0 | 0 | 0 | EIA-860, EIA-860M and EIA-923 | 201603
Estados Unidos | Upper Baker | Puget Sound Energy Inc |  | 48.649 | -121.691 | Concrete | Whatcom | Washington | 98237 | 46110 E Main St | 105 | 105 | Hidroeléctrica | Hidroeléctrica | 0 | 0 | 0 | 0 | 105 | 0 | 0 | 0 | 0 | 0 | 0 | 0 | EIA-860, EIA-860M and EIA-923 | 201603
Estados Unidos | Rocky Reach | PUD No 1 of Chelan County |  | 47.5336 | -120.295 | Wenatchee | Chelan | Washington | 98801 | Rocky Reach Dam | 1253.9 | 1253.9 | Hidroeléctrica | Hidroeléctrica | 0 | 0 | 0 | 0 | 1253.9 | 0 | 0 | 0 | 0 | 0 | 0 | 0 | EIA-860, EIA-860M and EIA-923 | 201603
Estados Unidos | Wells | PUD No 1 of Douglas County |  | 47.9469 | -119.865 | Pateros | Douglas | Washington | 98846 | 28905 Highway 97 | 840 | 840 | Hidroeléctrica | Hidroeléctrica | 0 | 0 | 0 | 0 | 840 | 0 | 0 | 0 | 0 | 0 | 0 | 0 | EIA-860, EIA-860M and EIA-923 | 201603
Estados Unidos | Priest Rapids | PUD No 2 of Grant County |  | 46.6451 | -119.908 | Mattawa | Grant | Washington | 99349 | 29086 Highway 243 South | 955.6 | 955.6 | Hidroeléctrica | Hidroeléctrica | 0 | 0 | 0 | 0 | 955.6 | 0 | 0 | 0 | 0 | 0 | 0 | 0 | EIA-860, EIA-860M and EIA-923 | 201603
Estados Unidos | Wanapum | PUD No 2 of Grant County |  | 46.8731 | -119.97 | Beverly | Grant | Washington | 99321 | 14353 Highway 243 | 1043.4 | 1043.4 | Hidroeléctrica | Hidroeléctrica | 0 | 0 | 0 | 0 | 1043.4 | 0 | 0 | 0 | 0 | 0 | 0 | 0 | EIA-860, EIA-860M and EIA-923 | 201603
Estados Unidos | The Dalles | USACE Northwestern Division |  | 45.614 | -121.135 | The Dalles | Wasco | Oregon | 97058 | P.O. BOX | 1822.7 | 1822.7 | Hidroeléctrica | Hidroeléctrica | 0 | 0 | 0 | 0 | 1822.7 | 0 | 0 | 0 | 0 | 0 | 0 | 0 | EIA-860, EIA-860M and EIA-923 | 201603
Estados Unidos | Mayfield | City of Tacoma - (WA) |  | 46.5035 | -122.589 | Silver Creek | Lewis | Washington | 98585 | 418 Gershick Road | 164 | 164 | Hidroeléctrica | Hidroeléctrica | 0 | 0 | 0 | 0 | 164 | 0 | 0 | 0 | 0 | 0 | 0 | 0 | EIA-860, EIA-860M and EIA-923 | 201603
Estados Unidos | Mossyrock | City of Tacoma - (WA) |  | 46.5347 | -122.425 | Silver Creek | Lewis | Washington | 98585 | 418 Gershick Road | 371.4 | 371.4 | Hidroeléctrica | Hidroeléctrica | 0 | 0 | 0 | 0 | 371.4 | 0 | 0 | 0 | 0 | 0 | 0 | 0 | EIA-860, EIA-860M and EIA-923 | 201603
Estados Unidos | Chief Joseph | USACE Northwestern Division |  | 47.9951 | -119.64 | Bridgeport | Douglas | Washington | 98813 | P.O. BOX 1120 | 2456.2 | 2456.2 | Hidroeléctrica | Hidroeléctrica | 0 | 0 | 0 | 0 | 2456.2 | 0 | 0 | 0 | 0 | 0 | 0 | 0 | EIA-860, EIA-860M and EIA-923 | 201603
Estados Unidos | Ice Harbor | USACE Northwestern Division |  | 46.2498 | -118.88 | Burbank | Walla Walla | Washington | 99323 | 2763 Monument Drive | 603 | 603 | Hidroeléctrica | Hidroeléctrica | 0 | 0 | 0 | 0 | 603 | 0 | 0 | 0 | 0 | 0 | 0 | 0 | EIA-860, EIA-860M and EIA-923 | 201603
Estados Unidos | Little Goose | USACE Northwestern Division |  | 46.5838 | -118.027 | Dayton | Columbia | Washington | 99328 | 1001 Little Goose Dam Road | 810 | 810 | Hidroeléctrica | Hidroeléctrica | 0 | 0 | 0 | 0 | 810 | 0 | 0 | 0 | 0 | 0 | 0 | 0 | EIA-860, EIA-860M and EIA-923 | 201603
Estados Unidos | Lower Monumental | USACE Northwestern Division |  | 46.5635 | -118.54 | Kahlotus | Walla Walla | Washington | 99335 | P.O. BOX 10 | 794 | 794 | Hidroeléctrica | Hidroeléctrica | 0 | 0 | 0 | 0 | 794 | 0 | 0 | 0 | 0 | 0 | 0 | 0 | EIA-860, EIA-860M and EIA-923 | 201603
Estados Unidos | John E Amos | Appalachian Power Co |  | 38.4731 | -81.8233 | St Albans | Putnam | West Virginia | 25213 | U.S. Route 35 | 2900 | 0 | Carbón |  | 2900 | 0 | 0 | 0 | 0 | 0 | 0 | 0 | 0 | 0 | 0 | 0 | EIA-860, EIA-860M and EIA-923 | 201603
Estados Unidos | Kanawha River | Appalachian Power Co |  | 38.2056 | -81.4211 | Glasgow | Kanawha | West Virginia | 25086 | U.S. Route 60 | 400 | 0 | Carbón |  | 400 | 0 | 0 | 0 | 0 | 0 | 0 | 0 | 0 | 0 | 0 | 0 | EIA-860, EIA-860M and EIA-923 | 201603
Estados Unidos | FirstEnergy Fort Martin Power Station | Monongahela Power Co |  | 39.7108 | -79.9275 | Maidsville | Monongalia | West Virginia | 26541 | PO Box 247 | 1098 | 0 | Carbón |  | 1098 | 0 | 0 | 0 | 0 | 0 | 0 | 0 | 0 | 0 | 0 | 0 | EIA-860, EIA-860M and EIA-923 | 201603
Estados Unidos | FirstEnergy Harrison Power Station | Allegheny Energy Supply Co LLC |  | 39.3842 | -80.3325 | Haywood | Harrison | West Virginia | 26366 | PO Box 600 | 1954 | 0 | Carbón |  | 1954 | 0 | 0 | 0 | 0 | 0 | 0 | 0 | 0 | 0 | 0 | 0 | EIA-860, EIA-860M and EIA-923 | 201603
Estados Unidos | Mitchell (WV) | Kentucky Power Co |  | 39.8297 | -80.8153 | Captina | Marshall | West Virginia | 26041 | W.Va. State Route 2 | 1560 | 0 | Carbón |  | 1560 | 0 | 0 | 0 | 0 | 0 | 0 | 0 | 0 | 0 | 0 | 0 | EIA-860, EIA-860M and EIA-923 | 201603
Estados Unidos | Mt Storm | Virginia Electric & Power Co |  | 39.2008 | -79.2636 | Mount Storm | Grant | West Virginia | 26739 | HC 76, Box 430 | 1640 | 0 | Carbón |  | 1629 | 0 | 11 | 0 | 0 | 0 | 0 | 0 | 0 | 0 | 0 | 0 | EIA-860, EIA-860M and EIA-923 | 201603
Estados Unidos | Blount Street | Madison Gas & Electric Co |  | 43.0789 | -89.3744 | Madison | Dane | Wisconsin | 53703 | 717 E. Main Street | 103.5 | 0 | Gas natural |  | 0 | 103.5 | 0 | 0 | 0 | 0 | 0 | 0 | 0 | 0 | 0 | 0 | EIA-860, EIA-860M and EIA-923 | 201603
Estados Unidos | French Island | Northern States Power Co - Minnesota |  | 43.8292 | -91.2597 | La Cross | La Crosse | Wisconsin | 54601 | 200 S Bainbridge St | 138 | 16 | Petróleo | Biomasa | 0 | 0 | 122 | 0 | 0 | 0 | 0 | 0 | 0 | 0 | 16 | 0 | EIA-860, EIA-860M and EIA-923 | 201603
Estados Unidos | Wheaton | Northern States Power Co - Minnesota |  | 44.8854 | -91.5158 | Eau Claire | Chippewa | Wisconsin | 54701 | 3008 80th St | 290 | 0 | Gas natural |  | 0 | 190 | 100 | 0 | 0 | 0 | 0 | 0 | 0 | 0 | 0 | 0 | EIA-860, EIA-860M and EIA-923 | 201603
Estados Unidos | Port Washington Generating Station | Wisconsin Electric Power Co |  | 43.3842 | -87.8689 | Port Washington | Ozaukee | Wisconsin | 53074 | 146 South Wisconsin Street | 1081.6 | 0 | Gas natural |  | 0 | 1081.6 | 0 | 0 | 0 | 0 | 0 | 0 | 0 | 0 | 0 | 0 | EIA-860, EIA-860M and EIA-923 | 201603
Estados Unidos | South Oak Creek | Wisconsin Electric Power Co |  | 42.8457 | -87.8294 | Oak Creek | Milwaukee | Wisconsin | 53154 | 11060 S. Chicago Road | 993 | 0 | Carbón |  | 993 | 0 | 0 | 0 | 0 | 0 | 0 | 0 | 0 | 0 | 0 | 0 | EIA-860, EIA-860M and EIA-923 | 201603
Estados Unidos | Valley (WI) | Wisconsin Electric Power Co |  | 43.0303 | -87.9233 | Milwaukee | Milwaukee | Wisconsin | 53233 | 1035 West Canal Street | 242.7 | 0 | Gas natural |  | 120 | 120 | 2.7 | 0 | 0 | 0 | 0 | 0 | 0 | 0 | 0 | 0 | EIA-860, EIA-860M and EIA-923 | 201603
Estados Unidos | Point Beach Nuclear Plant | NextEra Energy Point Beach LLC |  | 44.2806 | -87.5369 | Two Rivers | Manitowoc | Wisconsin | 54241 | 6610 Nuclear Road | 1211 | 0 | Nuclear |  | 0 | 0 | 15 | 0 | 0 | 0 | 1196 | 0 | 0 | 0 | 0 | 0 | EIA-860, EIA-860M and EIA-923 | 201603
Estados Unidos | Edgewater | Wisconsin Power & Light Co |  | 43.7151 | -87.7059 | Sheboygan | Sheboygan | Wisconsin | 53081 | 3739 Lakeshore Dr | 700.6 | 0 | Carbón |  | 700.6 | 0 | 0 | 0 | 0 | 0 | 0 | 0 | 0 | 0 | 0 | 0 | EIA-860, EIA-860M and EIA-923 | 201603
Estados Unidos | Rock River | Wisconsin Power & Light Co |  | 42.582 | -89.0276 | Beloit | Rock | Wisconsin | 53511 | 1401 W. B-R Townline Rd | 127.9 | 0 | Gas natural |  | 0 | 127.9 | 0 | 0 | 0 | 0 | 0 | 0 | 0 | 0 | 0 | 0 | EIA-860, EIA-860M and EIA-923 | 201603
Estados Unidos | Pulliam | Wisconsin Public Service Corp |  | 44.54 | -88.0086 | Green Bay | Brown | Wisconsin | 54303 | 1530 N Bylsby Av | 292.3 | 0 | Carbón |  | 210.6 | 81.7 | 0 | 0 | 0 | 0 | 0 | 0 | 0 | 0 | 0 | 0 | EIA-860, EIA-860M and EIA-923 | 201603
Estados Unidos | West Marinette | Wisconsin Public Service Corp |  | 45.0869 | -87.6881 | Peshtigo | Marinette | Wisconsin | 54143 | W1830 W Cleveland Av | 153.8 | 0 | Gas natural |  | 0 | 153.8 | 0 | 0 | 0 | 0 | 0 | 0 | 0 | 0 | 0 | 0 | EIA-860, EIA-860M and EIA-923 | 201603
Estados Unidos | Weston | Wisconsin Public Service Corp |  | 44.8606 | -89.6553 | Rothschild | Marathon | Wisconsin | 54474 | 2501 Morrison Av | 1001.4 | 0 | Carbón |  | 940.7 | 60.7 | 0 | 0 | 0 | 0 | 0 | 0 | 0 | 0 | 0 | 0 | EIA-860, EIA-860M and EIA-923 | 201603
Estados Unidos | Manitowoc | Manitowoc Public Utilities |  | 44.082 | -87.6558 | Manitowoc | Manitowoc | Wisconsin | 54221 | 701 Columbus Street | 107.4 | 44 | Petróleo | Biomasa | 0 | 5 | 58.4 | 0 | 0 | 0 | 0 | 0 | 0 | 0 | 44 | 0 | EIA-860, EIA-860M and EIA-923 | 201603
Estados Unidos | Genoa | Dairyland Power Coop |  | 43.5589 | -91.2325 | Genoa | Vernon | Wisconsin | 54632 | S 4651 State Road 35 | 298.6 | 0 | Carbón |  | 298.6 | 0 | 0 | 0 | 0 | 0 | 0 | 0 | 0 | 0 | 0 | 0 | EIA-860, EIA-860M and EIA-923 | 201603
Estados Unidos | Dave Johnston | PacifiCorp |  | 42.8378 | -105.777 | Glen Rock | Converse | Wyoming | 82637 | 1951 Tank Farm Road | 760 | 0 | Carbón |  | 760 | 0 | 0 | 0 | 0 | 0 | 0 | 0 | 0 | 0 | 0 | 0 | EIA-860, EIA-860M and EIA-923 | 201603
Estados Unidos | Naughton | PacifiCorp |  | 41.7581 | -110.598 | Kemmerer | Lincoln | Wyoming | 83101 | Hwy 189, 7 miles SW Kemmerer | 687 | 0 | Carbón |  | 687 | 0 | 0 | 0 | 0 | 0 | 0 | 0 | 0 | 0 | 0 | 0 | EIA-860, EIA-860M and EIA-923 | 201603
Estados Unidos | Powerlane Plant | City of Greenville - (TX) |  | 33.1707 | -96.1264 | Greenville | Hunt | Texas | 75401 | 4201 Powerlane | 111 | 0 | Gas natural |  | 0 | 111 | 0 | 0 | 0 | 0 | 0 | 0 | 0 | 0 | 0 | 0 | EIA-860, EIA-860M and EIA-923 | 201603
Estados Unidos | Spencer | City of Garland - (TX) |  | 33.1975 | -97.1061 | Denton | Denton | Texas | 76205 | 1701 A Spencer Road | 122 | 0 | Gas natural |  | 0 | 122 | 0 | 0 | 0 | 0 | 0 | 0 | 0 | 0 | 0 | 0 | EIA-860, EIA-860M and EIA-923 | 201603
Estados Unidos | Waterford 3 | Entergy Louisiana LLC |  | 29.9953 | -90.4716 | Killona | St Charles | Louisiana | 70057 | 17265 River Road Hwy 18 | 1163.8 | 0 | Nuclear |  | 0 | 0 | 0 | 0 | 0 | 0 | 1163.8 | 0 | 0 | 0 | 0 | 0 | EIA-860, EIA-860M and EIA-923 | 201603
Estados Unidos | John P Madgett | Dairyland Power Coop |  | 44.3036 | -91.9126 | Alma | Buffalo | Wisconsin | 54610 | 500 Old South 35 | 387.7 | 0 | Carbón |  | 387.7 | 0 | 0 | 0 | 0 | 0 | 0 | 0 | 0 | 0 | 0 | 0 | EIA-860, EIA-860M and EIA-923 | 201603
Estados Unidos | Thomas C Ferguson | Lower Colorado River Authority |  | 30.558 | -98.3705 | Marble Falls | Llano | Texas | 78657 | 2001 Ferguson Rd. | 516 | 0 | Gas natural |  | 0 | 516 | 0 | 0 | 0 | 0 | 0 | 0 | 0 | 0 | 0 | 0 | EIA-860, EIA-860M and EIA-923 | 201603
Estados Unidos | Barney M Davis | Topaz Power Group LLC |  | 27.6064 | -97.3117 | Corpus Christi | Nueces | Texas | 78418 | 4301 Waldron Rd | 963 | 0 | Gas natural |  | 0 | 963 | 0 | 0 | 0 | 0 | 0 | 0 | 0 | 0 | 0 | 0 | EIA-860, EIA-860M and EIA-923 | 201603
Estados Unidos | Riverside (OK) | Public Service Co of Oklahoma |  | 35.9978 | -95.9567 | Jenks | Tulsa | Oklahoma | 74037 | 116th St. S and Arkansas River | 1069.8 | 0 | Gas natural |  | 0 | 1067 | 2.8 | 0 | 0 | 0 | 0 | 0 | 0 | 0 | 0 | 0 | EIA-860, EIA-860M and EIA-923 | 201603
Estados Unidos | Navajo | Salt River Project |  | 36.9047 | -111.389 | Page | Coconino | Arizona | 86040 | P.O. Box 850 | 2250 | 0 | Carbón |  | 2250 | 0 | 0 | 0 | 0 | 0 | 0 | 0 | 0 | 0 | 0 | 0 | EIA-860, EIA-860M and EIA-923 | 201603
Estados Unidos | Cumberland (NJ) | Calpine New Jersey Generation LLC |  | 39.3757 | -74.9654 | Millville | Cumberland | New Jersey | 08332 | 4001 East Main Street | 183.1 | 0 | Gas natural |  | 0 | 183.1 | 0 | 0 | 0 | 0 | 0 | 0 | 0 | 0 | 0 | 0 | EIA-860, EIA-860M and EIA-923 | 201603
Estados Unidos | Donald C Cook | Indiana Michigan Power Co |  | 41.9756 | -86.5652 | Bridgman | Berrien | Michigan | 49106 | Red Arrow Highway | 2069 | 0 | Nuclear |  | 0 | 0 | 0 | 0 | 0 | 0 | 2069 | 0 | 0 | 0 | 0 | 0 | EIA-860, EIA-860M and EIA-923 | 201603
Estados Unidos | Joseph M Farley | Alabama Power Co |  | 31.2231 | -85.1116 | Columbia | Houston | Alabama | 36319 | 7388 North State Highway 95 | 1757 | 0 | Nuclear |  | 0 | 0 | 0 | 0 | 0 | 0 | 1757 | 0 | 0 | 0 | 0 | 0 | EIA-860, EIA-860M and EIA-923 | 201603
Estados Unidos | James H Miller Jr | Alabama Power Co |  | 33.6319 | -87.0597 | Quinton | Jefferson | Alabama | 35073 | 42050 Porter Road | 2725.9 | 0 | Carbón |  | 2725.9 | 0 | 0 | 0 | 0 | 0 | 0 | 0 | 0 | 0 | 0 | 0 | EIA-860, EIA-860M and EIA-923 | 201603
Estados Unidos | FirstEnergy Pleasants Power Station | Allegheny Energy Supply Co LLC |  | 39.3667 | -81.2944 | Willow Island | Pleasants | West Virginia | 26134 | #1 Power Station Blvd | 1288 | 0 | Carbón |  | 1288 | 0 | 0 | 0 | 0 | 0 | 0 | 0 | 0 | 0 | 0 | 0 | EIA-860, EIA-860M and EIA-923 | 201603
Estados Unidos | Palo Verde | Arizona Public Service Co |  | 33.3881 | -112.862 | Wintersburg | Maricopa | Arizona | 85036 | Wintersburg Road | 3937 | 0 | Nuclear |  | 0 | 0 | 0 | 0 | 0 | 0 | 3937 | 0 | 0 | 0 | 0 | 0 | EIA-860, EIA-860M and EIA-923 | 201603
Estados Unidos | White Bluff | Entergy Arkansas Inc |  | 34.4228 | -92.1406 | Redfield | Jefferson | Arkansas | 72132 | 1100 White Bluff Road | 1637 | 0 | Carbón |  | 1637 | 0 | 0 | 0 | 0 | 0 | 0 | 0 | 0 | 0 | 0 | 0 | EIA-860, EIA-860M and EIA-923 | 201603
Estados Unidos | Calvert Cliffs Nuclear Power Plant | Exelon Nuclear |  | 38.4344 | -76.4417 | Lusby | Calvert | Maryland | 20657 | 1650 Calvert Cliffs Parkway | 1707.8 | 0 | Nuclear |  | 0 | 0 | 0 | 0 | 0 | 0 | 1707.8 | 0 | 0 | 0 | 0 | 0 | EIA-860, EIA-860M and EIA-923 | 201603
Estados Unidos | Brunswick Nuclear | Duke Energy Progress - (NC) |  | 33.9597 | -78.0114 | Southport | Brunswick | North Carolina | 28461 | P. O. Box 10429 | 1870 | 0 | Nuclear |  | 0 | 0 | 0 | 0 | 0 | 0 | 1870 | 0 | 0 | 0 | 0 | 0 | EIA-860, EIA-860M and EIA-923 | 201603
Estados Unidos | Harris | Duke Energy Progress - (NC) |  | 35.6334 | -78.9556 | New Hill | Wake | North Carolina | 27562 | P. O. Box 165 | 928 | 0 | Nuclear |  | 0 | 0 | 0 | 0 | 0 | 0 | 928 | 0 | 0 | 0 | 0 | 0 | EIA-860, EIA-860M and EIA-923 | 201603
Estados Unidos | Duck Creek | Illinois Power Resources Generating LLC |  | 40.4663 | -89.9841 | Canton | Fulton | Illinois | 61520 | 17751 N. Cilco Road | 410 | 0 | Carbón |  | 410 | 0 | 0 | 0 | 0 | 0 | 0 | 0 | 0 | 0 | 0 | 0 | EIA-860, EIA-860M and EIA-923 | 201603
Estados Unidos | Newton | Illinois Power Generating Co |  | 38.9361 | -88.2781 | Newton | Jasper | Illinois | 62448 | 6725 N. 500th | 1195 | 0 | Carbón |  | 1195 | 0 | 0 | 0 | 0 | 0 | 0 | 0 | 0 | 0 | 0 | 0 | EIA-860, EIA-860M and EIA-923 | 201603
Estados Unidos | East Bend | Duke Energy Kentucky Inc |  | 38.9036 | -84.8514 | Union | Boone | Kentucky | 41091 | 6293 Beaver Rd | 600 | 0 | Carbón |  | 600 | 0 | 0 | 0 | 0 | 0 | 0 | 0 | 0 | 0 | 0 | 0 | EIA-860, EIA-860M and EIA-923 | 201603
Estados Unidos | W H Zimmer | Dynegy W H Zimmer |  | 38.8675 | -84.2289 | Moscow | Clermont | Ohio | 45200 | 1781 US Route 52 | 1344 | 0 | Carbón |  | 1344 | 0 | 0 | 0 | 0 | 0 | 0 | 0 | 0 | 0 | 0 | 0 | EIA-860, EIA-860M and EIA-923 | 201603
Estados Unidos | Perry | FirstEnergy Nuclear Operating Company |  | 41.8006 | -81.1439 | Perry | Lake | Ohio | 44081 | 10 Center Road | 1240 | 0 | Nuclear |  | 0 | 0 | 0 | 0 | 0 | 0 | 1240 | 0 | 0 | 0 | 0 | 0 | EIA-860, EIA-860M and EIA-923 | 201603
Estados Unidos | Craig (CO) | Tri-State G & T Assn, Inc |  | 40.4627 | -107.591 | Craig | Moffat | Colorado | 81626 | 2101 S. Ranney | 1304 | 0 | Carbón |  | 1304 | 0 | 0 | 0 | 0 | 0 | 0 | 0 | 0 | 0 | 0 | 0 | EIA-860, EIA-860M and EIA-923 | 201603
Estados Unidos | Braidwood Generation Station | Exelon Nuclear |  | 41.2435 | -88.2286 | Braceville | Will | Illinois | 60407 | RR #1 Box 84 | 2337 | 0 | Nuclear |  | 0 | 0 | 0 | 0 | 0 | 0 | 2337 | 0 | 0 | 0 | 0 | 0 | EIA-860, EIA-860M and EIA-923 | 201603
Estados Unidos | Byron Generating Station | Exelon Nuclear |  | 42.0742 | -89.2819 | Byron | Ogle | Illinois | 61010 | 4450 North German Church Rd | 2300 | 0 | Nuclear |  | 0 | 0 | 0 | 0 | 0 | 0 | 2300 | 0 | 0 | 0 | 0 | 0 | EIA-860, EIA-860M and EIA-923 | 201603
Estados Unidos | LaSalle Generating Station | Exelon Nuclear |  | 41.2455 | -88.6691 | Marseilles | LaSalle | Illinois | 61341 | 2601 North 21st Rd | 2271.6 | 0 | Nuclear |  | 0 | 0 | 0 | 0 | 0 | 0 | 2271.6 | 0 | 0 | 0 | 0 | 0 | EIA-860, EIA-860M and EIA-923 | 201603
Estados Unidos | Coal Creek | Great River Energy |  | 47.3777 | -101.157 | Underwood | McLean | North Dakota | 58576 | 2875 3rd Street SW | 1143.3 | 0 | Carbón |  | 1141.2 | 0 | 2.1 | 0 | 0 | 0 | 0 | 0 | 0 | 0 | 0 | 0 | EIA-860, EIA-860M and EIA-923 | 201603
Estados Unidos | Killen Station | Dayton Power & Light Co |  | 38.6903 | -83.4803 | Manchester | Adams | Ohio | 45144 | 14869 US 52 | 618 | 0 | Carbón |  | 600 | 0 | 18 | 0 | 0 | 0 | 0 | 0 | 0 | 0 | 0 | 0 | EIA-860, EIA-860M and EIA-923 | 201603
Estados Unidos | Belle River | DTE Electric Company |  | 42.7756 | -82.495 | China Twp | St Clair | Michigan | 48054 | 4505 King Rd | 1508 | 0 | Carbón |  | 1270 | 224 | 14 | 0 | 0 | 0 | 0 | 0 | 0 | 0 | 0 | 0 | EIA-860, EIA-860M and EIA-923 | 201603
Estados Unidos | Greenwood (MI) | DTE Electric Company |  | 43.1056 | -82.6964 | Avoca | St Clair | Michigan | 48006 | 7000 Kilgore | 1009 | 0 | Gas natural |  | 0 | 1009 | 0 | 0 | 0 | 0 | 0 | 0 | 0 | 0 | 0 | 0 | EIA-860, EIA-860M and EIA-923 | 201603
Estados Unidos | Catawba | Duke Energy Carolinas, LLC |  | 35.0514 | -81.0694 | York | York | South Carolina | 29745 | 4800 Concord Road | 2290.2 | 0 | Nuclear |  | 0 | 0 | 0 | 0 | 0 | 0 | 2290.2 | 0 | 0 | 0 | 0 | 0 | EIA-860, EIA-860M and EIA-923 | 201603
Estados Unidos | McGuire | Duke Energy Carolinas, LLC |  | 35.4331 | -80.9486 | Huntersville | Mecklenburg | North Carolina | 28078 | 12700 Hagers Ferry Rd | 2296.1 | 0 | Nuclear |  | 0 | 0 | 0 | 0 | 0 | 0 | 2296.1 | 0 | 0 | 0 | 0 | 0 | EIA-860, EIA-860M and EIA-923 | 201603
Estados Unidos | Beaver Valley | FirstEnergy Nuclear Operating Company |  | 40.6219 | -80.4336 | Shippingport | Beaver | Pennsylvania | 15077 | Route 168 | 1808 | 0 | Nuclear |  | 0 | 0 | 0 | 0 | 0 | 0 | 1808 | 0 | 0 | 0 | 0 | 0 | EIA-860, EIA-860M and EIA-923 | 201603
Estados Unidos | H L Spurlock | East Kentucky Power Coop, Inc |  | 38.7 | -83.8181 | Maysville | Mason | Kentucky | 41056 | Route 8 P.O. Box 398 | 1346 | 0 | Carbón |  | 1346 | 0 | 0 | 0 | 0 | 0 | 0 | 0 | 0 | 0 | 0 | 0 | EIA-860, EIA-860M and EIA-923 | 201603
Estados Unidos | Manatee | Florida Power & Light Co |  | 27.6058 | -82.3456 | Parrish | Manatee | Florida | 34219 | 19050 State Road 62 | 2735 | 0 | Petróleo |  | 0 | 1111 | 1624 | 0 | 0 | 0 | 0 | 0 | 0 | 0 | 0 | 0 | EIA-860, EIA-860M and EIA-923 | 201603
Estados Unidos | Martin | Florida Power & Light Co |  | 27.0536 | -80.5628 | Indiantown | Martin | Florida | 34956 | 21900 SW Warfield Blvd | 3695 | 0 | Gas natural |  | 0 | 2043 | 1652 | 0 | 0 | 0 | 0 | 0 | 0 | 0 | 0 | 0 | EIA-860, EIA-860M and EIA-923 | 201603
Estados Unidos | St Lucie | Florida Power & Light Co |  | 27.3486 | -80.2464 | Jensen Beach | St Lucie | Florida | 33497 | 6501 S. Ocean Dr. | 1968 | 0 | Nuclear |  | 0 | 0 | 0 | 0 | 0 | 0 | 1968 | 0 | 0 | 0 | 0 | 0 | EIA-860, EIA-860M and EIA-923 | 201603
Estados Unidos | DeBary | Duke Energy Florida, Inc |  | 28.9039 | -81.3323 | DeBary | Volusia | Florida | 32713 | 176 West Highbanks Rd. | 637 | 0 | Petróleo |  | 0 | 247 | 390 | 0 | 0 | 0 | 0 | 0 | 0 | 0 | 0 | 0 | EIA-860, EIA-860M and EIA-923 | 201603
Estados Unidos | Edwin I Hatch | Georgia Power Co |  | 31.9342 | -82.3447 | Baxley | Appling | Georgia | 31513 | US Highway 1 North | 1759 | 0 | Nuclear |  | 0 | 0 | 0 | 0 | 0 | 0 | 1759 | 0 | 0 | 0 | 0 | 0 | EIA-860, EIA-860M and EIA-923 | 201603
Estados Unidos | Wansley | Georgia Power Co |  | 33.4134 | -85.0323 | Roopville | Heard | Georgia | 30170 | Liberty Church Road | 1793 | 0 | Carbón |  | 1744 | 0 | 49 | 0 | 0 | 0 | 0 | 0 | 0 | 0 | 0 | 0 | EIA-860, EIA-860M and EIA-923 | 201603
Estados Unidos | Big Cajun 2 | Louisiana Generating LLC |  | 30.7261 | -91.3692 | New Roads | Pointe Coupee | Louisiana | 70760 | 10431 Cajun 2 Road - Hwy 981 | 1743 | 0 | Carbón |  | 1168 | 575 | 0 | 0 | 0 | 0 | 0 | 0 | 0 | 0 | 0 | 0 | EIA-860, EIA-860M and EIA-923 | 201603
Estados Unidos | R D Morrow | South Mississippi El Pwr Assn |  | 31.2186 | -89.394 | Purvis | Lamar | Mississippi | 39475 | 304 Old Okahola School Road | 360 | 0 | Carbón |  | 360 | 0 | 0 | 0 | 0 | 0 | 0 | 0 | 0 | 0 | 0 | 0 | EIA-860, EIA-860M and EIA-923 | 201603
Estados Unidos | Electrifarm | MidAmerican Energy Co |  | 42.4407 | -92.4205 | Waterloo | Black Hawk | Iowa | 50701 | 3233 West Shaulis Rd | 195.1 | 0 | Gas natural |  | 0 | 195.1 | 0 | 0 | 0 | 0 | 0 | 0 | 0 | 0 | 0 | 0 | EIA-860, EIA-860M and EIA-923 | 201603
Estados Unidos | Nearman Creek | City of Kansas City - (KS) |  | 39.1681 | -94.6975 | Kansas | Wyandotte | Kansas | 66104 | 4240 North 55th St | 305 | 0 | Carbón |  | 229 | 76 | 0 | 0 | 0 | 0 | 0 | 0 | 0 | 0 | 0 | 0 | EIA-860, EIA-860M and EIA-923 | 201603
Estados Unidos | Iatan | Kansas City Power & Light Co |  | 39.4472 | -94.98 | Weston | Platte | Missouri | 64098 | 20250 Hwy 45 N | 1593.8 | 0 | Carbón |  | 1593.8 | 0 | 0 | 0 | 0 | 0 | 0 | 0 | 0 | 0 | 0 | 0 | EIA-860, EIA-860M and EIA-923 | 201603
Estados Unidos | Jeffrey Energy Center | Westar Energy Inc |  | 39.2865 | -96.1172 | St. Mary's | Pottawatomie | Kansas | 66536 | 25905 Jeffrey Rd., PO Box 40 | 2155 | 0 | Carbón |  | 2155 | 0 | 0 | 0 | 0 | 0 | 0 | 0 | 0 | 0 | 0 | 0 | EIA-860, EIA-860M and EIA-923 | 201603
Estados Unidos | Trimble County | Louisville Gas & Electric Co |  | 38.5847 | -85.4117 | Bedford | Trimble | Kentucky | 40006 | 487 Corn Creek Road | 2185 | 0 | Carbón |  | 1243 | 942 | 0 | 0 | 0 | 0 | 0 | 0 | 0 | 0 | 0 | 0 | EIA-860, EIA-860M and EIA-923 | 201603
Estados Unidos | Grand Gulf | System Energy Resources, Inc |  | 32.0081 | -91.0478 | Port Gibson | Claiborne | Mississippi | 39150 | 7003 Bald Hill Rd | 1401 | 0 | Nuclear |  | 0 | 0 | 0 | 0 | 0 | 0 | 1401 | 0 | 0 | 0 | 0 | 0 | EIA-860, EIA-860M and EIA-923 | 201603
Estados Unidos | Victor J Daniel Jr | Mississippi Power Co |  | 30.5322 | -88.5553 | Escatawpa | Jackson | Mississippi | 39552 | 13201 Highway 63 | 1989 | 0 | Carbón |  | 1020 | 969 | 0 | 0 | 0 | 0 | 0 | 0 | 0 | 0 | 0 | 0 | EIA-860, EIA-860M and EIA-923 | 201603
Estados Unidos | Greenwood (MO) | KCP&L Greater Missouri Operations Co |  | 38.8615 | -94.2982 | Greenwood | Jackson | Missouri | 64034 | 14015 S. Smart Rd. | 246.1 | 0 | Gas natural |  | 0 | 246.1 | 0 | 0 | 0 | 0 | 0 | 0 | 0 | 0 | 0 | 0 | EIA-860, EIA-860M and EIA-923 | 201603
Estados Unidos | Colstrip | Talen Montana LLC |  | 45.8831 | -106.614 | Colstrip | Rosebud | Montana | 59323 | 1 Warehouse Road | 2094 | 0 | Carbón |  | 2094 | 0 | 0 | 0 | 0 | 0 | 0 | 0 | 0 | 0 | 0 | 0 | EIA-860, EIA-860M and EIA-923 | 201603
Estados Unidos | Gerald Gentleman | Nebraska Public Power District |  | 41.0808 | -101.141 | Sutherland | Lincoln | Nebraska | 69165 | 6089 South Hwy 25 | 1365 | 0 | Carbón |  | 1365 | 0 | 0 | 0 | 0 | 0 | 0 | 0 | 0 | 0 | 0 | 0 | EIA-860, EIA-860M and EIA-923 | 201603
Estados Unidos | Stony Brook | Massachusetts Mun Wholes Electric Co |  | 42.1978 | -72.5106 | Ludlow | Hampden | Massachusetts | 01056 | Moody Street | 439.7 | 0 | Petróleo |  | 0 | 0 | 439.7 | 0 | 0 | 0 | 0 | 0 | 0 | 0 | 0 | 0 | EIA-860, EIA-860M and EIA-923 | 201603
Estados Unidos | Somerset Operating Co LLC | Somerset Operating Co LLC |  | 43.3589 | -78.6047 | Barker | Niagara | New York | 14012 | 7725 Lake Road | 685.3 | 0 | Carbón |  | 685.3 | 0 | 0 | 0 | 0 | 0 | 0 | 0 | 0 | 0 | 0 | 0 | EIA-860, EIA-860M and EIA-923 | 201603
Estados Unidos | R M Schahfer | Northern Indiana Pub Serv Co |  | 41.2164 | -87.0261 | Wheatfield | Jasper | Indiana | 46392 | 2723 E. 1500 N. | 1780 | 0 | Carbón |  | 1264 | 516 | 0 | 0 | 0 | 0 | 0 | 0 | 0 | 0 | 0 | 0 | EIA-860, EIA-860M and EIA-923 | 201603
Estados Unidos | Wallace Dam | Georgia Power Co |  | 33.3498 | -83.1574 | Eatonton | Hancock | Georgia | 31024 | Highway 16 East | 328 | 328 | Bombeo hidráulico | Bombeo hidráulico | 0 | 0 | 0 | 0 | 114.8 | 213.2 | 0 | 0 | 0 | 0 | 0 | 0 | EIA-860, EIA-860M and EIA-923 | 201603
Estados Unidos | Sherburne County | Northern States Power Co - Minnesota |  | 45.3808 | -93.8931 | Becker | Sherburne | Minnesota | 55308 | 13999 Industrial Blvd. | 2238 | 0 | Carbón |  | 2238 | 0 | 0 | 0 | 0 | 0 | 0 | 0 | 0 | 0 | 0 | 0 | EIA-860, EIA-860M and EIA-923 | 201603
Estados Unidos | Spirit Mound | Basin Electric Power Coop |  | 42.8977 | -96.9905 | Vermillion | Clay | South Dakota | 57069 | Hwy 19 | 100.1 | 0 | Petróleo |  | 0 | 0 | 100.1 | 0 | 0 | 0 | 0 | 0 | 0 | 0 | 0 | 0 | EIA-860, EIA-860M and EIA-923 | 201603
Estados Unidos | FirstEnergy Bruce Mansfield | FirstEnergy Generation Corp |  | 40.6348 | -80.4159 | Shippingport | Beaver | Pennsylvania | 15077 | 128 Ferry Hill Road | 2510 | 0 | Carbón |  | 2510 | 0 | 0 | 0 | 0 | 0 | 0 | 0 | 0 | 0 | 0 | 0 | EIA-860, EIA-860M and EIA-923 | 201603
Estados Unidos | Sooner | Oklahoma Gas & Electric Co |  | 36.4531 | -97.0528 | Red Rock | Noble | Oklahoma | 73061 | 10800 County Road 230 | 1041 | 0 | Carbón |  | 1041 | 0 | 0 | 0 | 0 | 0 | 0 | 0 | 0 | 0 | 0 | 0 | EIA-860, EIA-860M and EIA-923 | 201603
Estados Unidos | Nebraska City | Omaha Public Power District |  | 40.6214 | -95.7764 | Nebraska City | Otoe | Nebraska | 68410 | 7264 L Road | 1343.5 | 0 | Carbón |  | 1343.5 | 0 | 0 | 0 | 0 | 0 | 0 | 0 | 0 | 0 | 0 | 0 | EIA-860, EIA-860M and EIA-923 | 201603
Estados Unidos | Big Stone | Otter Tail Power Co |  | 45.3037 | -96.5101 | Big Stone City | Grant | South Dakota | 57216 | 48450 144th Street | 475.6 | 0 | Carbón |  | 475 | 0 | 0.6 | 0 | 0 | 0 | 0 | 0 | 0 | 0 | 0 | 0 | EIA-860, EIA-860M and EIA-923 | 201603
Estados Unidos | Diablo Canyon | Pacific Gas & Electric Co |  | 35.2115 | -120.856 | Avila Beach | San Luis Obispo | California | 93424 | Avila Rd. bet. Montano de Oro | 2240 | 0 | Nuclear |  | 0 | 0 | 0 | 0 | 0 | 0 | 2240 | 0 | 0 | 0 | 0 | 0 | EIA-860, EIA-860M and EIA-923 | 201603
Estados Unidos | Helms Pumped Storage | Pacific Gas & Electric Co |  | 37.0293 | -118.968 | Shaver Lake | Fresno | California | 93664 | 67250 Helms Circle | 1212 | 1212 | Bombeo hidráulico | Bombeo hidráulico | 0 | 0 | 0 | 0 | 0 | 1212 | 0 | 0 | 0 | 0 | 0 | 0 | EIA-860, EIA-860M and EIA-923 | 201603
Estados Unidos | Wyodak | PacifiCorp |  | 44.2901 | -105.381 | Gillette | Campbell | Wyoming | 82716 | 48 Wyodak Road, Garner Lake Rt | 332 | 0 | Carbón |  | 332 | 0 | 0 | 0 | 0 | 0 | 0 | 0 | 0 | 0 | 0 | 0 | EIA-860, EIA-860M and EIA-923 | 201603
Estados Unidos | TalenEnergy Susquehanna | TalenEnergy Susquehanna LLC |  | 41.0919 | -76.1462 | Berwick | Luzerne | Pennsylvania | 18603 | 769 Salem Blvd | 2520 | 0 | Nuclear |  | 0 | 0 | 0 | 0 | 0 | 0 | 2520 | 0 | 0 | 0 | 0 | 0 | EIA-860, EIA-860M and EIA-923 | 201603
Estados Unidos | Limerick | Exelon Nuclear |  | 40.2243 | -75.5874 | Sanatoga | Montgomery | Pennsylvania | 19464 | Off Route 422; P O Box 2300 | 2241.8 | 0 | Nuclear |  | 0 | 0 | 0 | 0 | 0 | 0 | 2241.8 | 0 | 0 | 0 | 0 | 0 | EIA-860, EIA-860M and EIA-923 | 201603
Estados Unidos | Boardman | Portland General Electric Co |  | 45.6932 | -119.809 | Boardman | Morrow | Oregon | 97818 | 73334 Tower Rd | 585 | 0 | Carbón |  | 585 | 0 | 0 | 0 | 0 | 0 | 0 | 0 | 0 | 0 | 0 | 0 | EIA-860, EIA-860M and EIA-923 | 201603
Estados Unidos | James A Fitzpatrick | Entergy Nuc Fitzpatrick LLC |  | 43.5214 | -76.4084 | Lycoming | Oswego | New York | 13093 | Lake Road | 836.8 | 0 | Nuclear |  | 0 | 0 | 0 | 0 | 0 | 0 | 836.8 | 0 | 0 | 0 | 0 | 0 | EIA-860, EIA-860M and EIA-923 | 201603
Estados Unidos | Fort St Vrain | Public Service Co of Colorado |  | 40.2461 | -104.874 | Platteville | Weld | Colorado | 80651 | 16805 Weld Cr 19-12 | 969 | 0 | Gas natural |  | 0 | 969 | 0 | 0 | 0 | 0 | 0 | 0 | 0 | 0 | 0 | 0 | EIA-860, EIA-860M and EIA-923 | 201603
Estados Unidos | Gibson | Duke Energy Indiana, LLC |  | 38.3722 | -87.7658 | Owensville | Gibson | Indiana | 47665 | R 1 Box 300 | 3132 | 0 | Carbón |  | 3132 | 0 | 0 | 0 | 0 | 0 | 0 | 0 | 0 | 0 | 0 | 0 | EIA-860, EIA-860M and EIA-923 | 201603
Estados Unidos | Seabrook | NextEra Energy Seabrook LLC |  | 42.8992 | -70.8489 | Seabrook | Rockingham | New Hampshire | 03874 | 626 Lafayette Road | 1247.9 | 0 | Nuclear |  | 0 | 0 | 0 | 0 | 0 | 0 | 1247.9 | 0 | 0 | 0 | 0 | 0 | EIA-860, EIA-860M and EIA-923 | 201603
Estados Unidos | PSEG Hope Creek Generating Station | PSEG Nuclear LLC |  | 39.4666 | -75.5377 | Hancocks Bridge | Salem | New Jersey | 08038 | P O Box 236 End of Buttonwood | 1172 | 0 | Nuclear |  | 0 | 0 | 0 | 0 | 0 | 0 | 1172 | 0 | 0 | 0 | 0 | 0 | EIA-860, EIA-860M and EIA-923 | 201603
Estados Unidos | Whitehorn | Puget Sound Energy Inc |  | 48.8288 | -122.686 | Blaine | Whatcom | Washington | 98230 | 4930 Brown Rd | 134 | 0 | Gas natural |  | 0 | 134 | 0 | 0 | 0 | 0 | 0 | 0 | 0 | 0 | 0 | 0 | EIA-860, EIA-860M and EIA-923 | 201603
Estados Unidos | R E Ginna Nuclear Power Plant | Exelon Nuclear |  | 43.2777 | -77.3099 | Ontario | Wayne | New York | 14519 | Lake Rd. | 582 | 0 | Nuclear |  | 0 | 0 | 0 | 0 | 0 | 0 | 582 | 0 | 0 | 0 | 0 | 0 | EIA-860, EIA-860M and EIA-923 | 201603
Estados Unidos | McIntosh | Georgia Power Co |  | 32.3563 | -81.1684 | Rincon | Effingham | Georgia | 31326 | 981 Old Augusta Road | 796.1 | 0 | Gas natural |  | 138.5 | 657.6 | 0 | 0 | 0 | 0 | 0 | 0 | 0 | 0 | 0 | 0 | EIA-860, EIA-860M and EIA-923 | 201603
Estados Unidos | Fairfield Pumped Storage | South Carolina Electric&Gas Company |  | 34.3061 | -81.3308 | Jenkinsville | Fairfield | South Carolina | 29065 | Bradham Boulevard off Hwy 215 | 576 | 576 | Bombeo hidráulico | Bombeo hidráulico | 0 | 0 | 0 | 0 | 0 | 576 | 0 | 0 | 0 | 0 | 0 | 0 | EIA-860, EIA-860M and EIA-923 | 201603
Estados Unidos | V C Summer | South Carolina Electric&Gas Company |  | 34.2983 | -81.3153 | Jenkinsville | Fairfield | South Carolina | 29065 | Bradham Boulevard off Hwy 215 | 971 | 0 | Nuclear |  | 0 | 0 | 0 | 0 | 0 | 0 | 971 | 0 | 0 | 0 | 0 | 0 | EIA-860, EIA-860M and EIA-923 | 201603
Estados Unidos | Carters | USCE-Mobile District |  | 34.6121 | -84.6733 | Chatsworth | Murray | Georgia | 30705 | 975 Powerhouse Road | 572 | 572 | Bombeo hidráulico | Hidroeléctrica | 0 | 0 | 0 | 0 | 286 | 286 | 0 | 0 | 0 | 0 | 0 | 0 | EIA-860, EIA-860M and EIA-923 | 201603
Estados Unidos | Richard B Russell | USCE-Savannah District |  | 34.0256 | -82.5953 | Elberton | Elbert | Georgia | 30635 | 4144 Russell Dam Drive | 664 | 664 | Hidroeléctrica | Hidroeléctrica | 0 | 0 | 0 | 0 | 336 | 328 | 0 | 0 | 0 | 0 | 0 | 0 | EIA-860, EIA-860M and EIA-923 | 201603
Estados Unidos | Gibbons Creek | Texas Municipal Power Agency |  | 30.6199 | -96.0818 | Anderson | Grimes | Texas | 77830 | 12824 FM244 | 470 | 0 | Carbón |  | 470 | 0 | 0 | 0 | 0 | 0 | 0 | 0 | 0 | 0 | 0 | 0 | EIA-860, EIA-860M and EIA-923 | 201603
Estados Unidos | A B Brown | Southern Indiana Gas & Elec Co |  | 37.9053 | -87.715 | Mount Vernon | Posey | Indiana | 47620 | 8511 Welborn Road | 650 | 0 | Carbón |  | 490 | 160 | 0 | 0 | 0 | 0 | 0 | 0 | 0 | 0 | 0 | 0 | EIA-860, EIA-860M and EIA-923 | 201603
Estados Unidos | Flint Creek | Southwestern Electric Power Co |  | 36.2561 | -94.5241 | Gentry | Benton | Arkansas | 72734 | 21797 Swepco Plant Road | 528 | 0 | Carbón |  | 528 | 0 | 0 | 0 | 0 | 0 | 0 | 0 | 0 | 0 | 0 | 0 | EIA-860, EIA-860M and EIA-923 | 201603
Estados Unidos | Welsh | Southwestern Electric Power Co |  | 33.0552 | -94.84 | Pittsburg | Titus | Texas | 75686 | FM Rd 1735 | 1584 | 0 | Carbón |  | 1584 | 0 | 0 | 0 | 0 | 0 | 0 | 0 | 0 | 0 | 0 | 0 | EIA-860, EIA-860M and EIA-923 | 201603
Estados Unidos | Harry Truman | USCE-Kansas City District |  | 38.2623 | -93.4062 | Warsaw | Benton | Missouri | 65355 | 29564 Powerhouse Road | 186 | 186 | Bombeo hidráulico | Bombeo hidráulico | 0 | 0 | 0 | 0 | 0 | 186 | 0 | 0 | 0 | 0 | 0 | 0 | EIA-860, EIA-860M and EIA-923 | 201603
Estados Unidos | Ozark | USCE-Little Rock District |  | 35.4693 | -93.8175 | OZARK | Franklin | Arkansas | 72949 | PO BOX 507 | 115 | 115 | Hidroeléctrica | Hidroeléctrica | 0 | 0 | 0 | 0 | 115 | 0 | 0 | 0 | 0 | 0 | 0 | 0 | EIA-860, EIA-860M and EIA-923 | 201603
Estados Unidos | Comanche Peak | Luminant Generation Company LLC |  | 32.2984 | -97.7855 | Glen Rose | Somervell | Texas | 76043 | Farm to Market Road 56 | 2400 | 0 | Nuclear |  | 0 | 0 | 0 | 0 | 0 | 0 | 2400 | 0 | 0 | 0 | 0 | 0 | EIA-860, EIA-860M and EIA-923 | 201603
Estados Unidos | Martin Lake | Luminant Generation Company LLC |  | 32.2606 | -94.5706 | Tatum | Rusk | Texas | 75691 | PO Box 651 | 2410 | 0 | Carbón |  | 2410 | 0 | 0 | 0 | 0 | 0 | 0 | 0 | 0 | 0 | 0 | 0 | EIA-860, EIA-860M and EIA-923 | 201603
Estados Unidos | Monticello | Luminant Generation Company LLC |  | 33.0917 | -95.0417 | Mount Pleasant | Titus | Texas | 75455 | PO Box 1266 | 1865 | 0 | Carbón |  | 1865 | 0 | 0 | 0 | 0 | 0 | 0 | 0 | 0 | 0 | 0 | 0 | EIA-860, EIA-860M and EIA-923 | 201603
Estados Unidos | Davis Besse | FirstEnergy Nuclear Operating Company |  | 41.5967 | -83.0861 | Oak Harbor | Ottawa | Ohio | 43449 | 5501 N State Route 2 | 894 | 0 | Nuclear |  | 0 | 0 | 0 | 0 | 0 | 0 | 894 | 0 | 0 | 0 | 0 | 0 | EIA-860, EIA-860M and EIA-923 | 201603
Estados Unidos | Raccoon Mountain | Tennessee Valley Authority |  | 35.0558 | -85.3879 | Chattanooga | Hamilton | Tennessee | 37419 | Cummings Highway | 1616.3 | 1616.3 | Bombeo hidráulico | Bombeo hidráulico | 0 | 0 | 0 | 0 | 0 | 1616.3 | 0 | 0 | 0 | 0 | 0 | 0 | EIA-860, EIA-860M and EIA-923 | 201603
Estados Unidos | Sequoyah | Tennessee Valley Authority |  | 35.2267 | -85.0917 | Soddy Daisy | Hamilton | Tennessee | 37379 | Sequoyah Rd. PO Box 2000 | 2277.7 | 0 | Nuclear |  | 0 | 0 | 0 | 0 | 0 | 0 | 2277.7 | 0 | 0 | 0 | 0 | 0 | EIA-860, EIA-860M and EIA-923 | 201603
Estados Unidos | Callaway | Union Electric Co - (MO) |  | 38.7589 | -91.7788 | Fulton | Callaway | Missouri | 65251 | Route CC | 1193 | 0 | Nuclear |  | 0 | 0 | 0 | 0 | 0 | 0 | 1193 | 0 | 0 | 0 | 0 | 0 | EIA-860, EIA-860M and EIA-923 | 201603
Estados Unidos | Rush Island | Union Electric Co - (MO) |  | 38.1312 | -90.2632 | Festus | Jefferson | Missouri | 63028 | 100 Big Hollow Road | 1182 | 0 | Carbón |  | 1182 | 0 | 0 | 0 | 0 | 0 | 0 | 0 | 0 | 0 | 0 | 0 | EIA-860, EIA-860M and EIA-923 | 201603
Estados Unidos | New Haven Harbor | PSEG Power Connecticut LLC |  | 41.284 | -72.9043 | New Haven | New Haven | Connecticut | 06512 | 1 Waterfront Street | 572.1 | 0 | Petróleo |  | 0 | 0 | 572.1 | 0 | 0 | 0 | 0 | 0 | 0 | 0 | 0 | 0 | EIA-860, EIA-860M and EIA-923 | 201603
Estados Unidos | New Melones | U S Bureau of Reclamation |  | 37.9469 | -120.528 | Jamestown | Tuolumne | California | 95376 | n/a | 382 | 382 | Hidroeléctrica | Hidroeléctrica | 0 | 0 | 0 | 0 | 382 | 0 | 0 | 0 | 0 | 0 | 0 | 0 | EIA-860, EIA-860M and EIA-923 | 201603
Estados Unidos | Grand Coulee | U S Bureau of Reclamation |  | 47.9575 | -118.977 | Grand Coulee | Grant | Washington | 99133 | n/a | 7079 | 7079 | Hidroeléctrica | Hidroeléctrica | 0 | 0 | 0 | 0 | 6765 | 314 | 0 | 0 | 0 | 0 | 0 | 0 | EIA-860, EIA-860M and EIA-923 | 201603
Estados Unidos | Hunter | PacifiCorp |  | 39.1747 | -111.029 | Castle Dale | Emery | Utah | 84513 | UT Hwy 10, S. of Castle Dale | 1361 | 0 | Carbón |  | 1361 | 0 | 0 | 0 | 0 | 0 | 0 | 0 | 0 | 0 | 0 | 0 | EIA-860, EIA-860M and EIA-923 | 201603
Estados Unidos | Rockport | Indiana Michigan Power Co |  | 37.9256 | -87.0372 | Rockport | Spencer | Indiana | 47635 | 2791 North US Route 231 | 2600 | 0 | Carbón |  | 2600 | 0 | 0 | 0 | 0 | 0 | 0 | 0 | 0 | 0 | 0 | 0 | EIA-860, EIA-860M and EIA-923 | 201603
Estados Unidos | Bath County | Virginia Electric & Power Co |  | 38.2089 | -79.8 | Warm Springs | Bath | Virginia | 24484 | 316 Power Station Road | 3003 | 3003 | Bombeo hidráulico | Bombeo hidráulico | 0 | 0 | 0 | 0 | 0 | 3003 | 0 | 0 | 0 | 0 | 0 | 0 | EIA-860, EIA-860M and EIA-923 | 201603
Estados Unidos | North Anna | Virginia Electric & Power Co |  | 38.06 | -77.7897 | Mineral | Louisa | Virginia | 23117 | P.O. Box 402, End of Rt. 700 | 1893 | 1 | Nuclear | Hidroeléctrica | 0 | 0 | 0 | 0 | 1 | 0 | 1892 | 0 | 0 | 0 | 0 | 0 | EIA-860, EIA-860M and EIA-923 | 201603
Estados Unidos | Pleasant Prairie | Wisconsin Electric Power Co |  | 42.5381 | -87.9033 | Pleasant Prairie | Kenosha | Wisconsin | 53158 | 8000 95th Street | 1190 | 0 | Carbón |  | 1188 | 0 | 2 | 0 | 0 | 0 | 0 | 0 | 0 | 0 | 0 | 0 | EIA-860, EIA-860M and EIA-923 | 201603
Estados Unidos | Libby | USACE Northwestern Division |  | 48.4098 | -115.314 | Libby | Lincoln | Montana | 59923 | 17115 Highway No. 37 | 525 | 525 | Hidroeléctrica | Hidroeléctrica | 0 | 0 | 0 | 0 | 525 | 0 | 0 | 0 | 0 | 0 | 0 | 0 | EIA-860, EIA-860M and EIA-923 | 201603
Estados Unidos | Lower Granite | USACE Northwestern Division |  | 46.6595 | -117.429 | Pomeroy | Whitman | Washington | 99347 | 885 Almota Ferry Road | 810 | 810 | Hidroeléctrica | Hidroeléctrica | 0 | 0 | 0 | 0 | 810 | 0 | 0 | 0 | 0 | 0 | 0 | 0 | EIA-860, EIA-860M and EIA-923 | 201603
Estados Unidos | Coronado | Salt River Project |  | 34.5789 | -109.271 | St Johns | Apache | Arizona | 85936 | Hwy 191 7 miles nof St. Johns | 762 | 0 | Carbón |  | 762 | 0 | 0 | 0 | 0 | 0 | 0 | 0 | 0 | 0 | 0 | 0 | EIA-860, EIA-860M and EIA-923 | 201603
Estados Unidos | Coleto Creek | Coleto Creek Power LP |  | 28.7128 | -97.2142 | Fannin | Goliad | Texas | 77960 | FM 2987 off Hwy 59 | 635 | 0 | Carbón |  | 635 | 0 | 0 | 0 | 0 | 0 | 0 | 0 | 0 | 0 | 0 | 0 | EIA-860, EIA-860M and EIA-923 | 201603
Estados Unidos | Fayette Power Project | Lower Colorado River Authority |  | 29.9172 | -96.7506 | La Grange | Fayette | Texas | 78945 | 6549 Power Plant Rd. | 1615 | 0 | Carbón |  | 1615 | 0 | 0 | 0 | 0 | 0 | 0 | 0 | 0 | 0 | 0 | 0 | EIA-860, EIA-860M and EIA-923 | 201603
Estados Unidos | Oak Grove (TX) | Oak Grove Management Co LLC |  | 31.1803 | -96.4866 | Franklin | Robertson | Texas | 77856 | P.O. Box 558 | 1665 | 0 | Carbón |  | 1665 | 0 | 0 | 0 | 0 | 0 | 0 | 0 | 0 | 0 | 0 | 0 | EIA-860, EIA-860M and EIA-923 | 201603
Estados Unidos | J T Deely | City of San Antonio - (TX) |  | 29.3081 | -98.3228 | San Antonio | Bexar | Texas | 78263 | 12940 US Hwy 181 South | 840 | 0 | Carbón |  | 840 | 0 | 0 | 0 | 0 | 0 | 0 | 0 | 0 | 0 | 0 | 0 | EIA-860, EIA-860M and EIA-923 | 201603
Estados Unidos | San Miguel | San Miguel Electric Coop, Inc |  | 28.7044 | -98.4775 | Christine | Atascosa | Texas | 78012 | 6200 FM 3387 | 391 | 0 | Carbón |  | 391 | 0 | 0 | 0 | 0 | 0 | 0 | 0 | 0 | 0 | 0 | 0 | EIA-860, EIA-860M and EIA-923 | 201603
Estados Unidos | Harris Dam | Alabama Power Co |  | 33.2583 | -85.6161 | Lineville | Randolph | Alabama | 36266 | 2671 County Road 100 | 132 | 132 | Hidroeléctrica | Hidroeléctrica | 0 | 0 | 0 | 0 | 132 | 0 | 0 | 0 | 0 | 0 | 0 | 0 | EIA-860, EIA-860M and EIA-923 | 201603
Estados Unidos | Rocky Mountain Hydroelectric Plant | Oglethorpe Power Corporation |  | 34.3555 | -85.3039 | Rome | Floyd | Georgia | 30165 | 4050 Big Texas Valley Rd | 1035 | 1035 | Bombeo hidráulico | Bombeo hidráulico | 0 | 0 | 0 | 0 | 0 | 1035 | 0 | 0 | 0 | 0 | 0 | 0 | EIA-860, EIA-860M and EIA-923 | 201603
Estados Unidos | Brame Energy Center | Cleco Power LLC |  | 31.395 | -92.7167 | Lena | Rapides | Louisiana | 71447 | 275 Rodemacher Rd | 1550.3 | 0 | Petróleo |  | 496.1 | 426.8 | 627.4 | 0 | 0 | 0 | 0 | 0 | 0 | 0 | 0 | 0 | EIA-860, EIA-860M and EIA-923 | 201603
Estados Unidos | Harrington | Southwestern Public Service Co |  | 35.2982 | -101.747 | Amarillo | Potter | Texas | 79108 | 8400 N.Lakeside Dr. | 1018 | 0 | Carbón |  | 1018 | 0 | 0 | 0 | 0 | 0 | 0 | 0 | 0 | 0 | 0 | 0 | EIA-860, EIA-860M and EIA-923 | 201603
Estados Unidos | Tolk | Southwestern Public Service Co |  | 34.1865 | -102.57 | Muleshoe | Lamb | Texas | 79371 | 9m E. of Muleshoe on Hwy 70 | 1067 | 0 | Carbón |  | 1067 | 0 | 0 | 0 | 0 | 0 | 0 | 0 | 0 | 0 | 0 | 0 | EIA-860, EIA-860M and EIA-923 | 201603
Estados Unidos | John Twitty Energy Center | City Utilities of Springfield - (MO) |  | 37.1517 | -93.388 | Springfield | Greene | Missouri | 65807 | 5100 W Farm Road 164 | 563 | 0 | Carbón |  | 459 | 104 | 0 | 0 | 0 | 0 | 0 | 0 | 0 | 0 | 0 | 0 | EIA-860, EIA-860M and EIA-923 | 201603
Estados Unidos | Rock Island | PUD No 1 of Chelan County |  | 47.3461 | -120.092 | Wenatchee | Chelan | Washington | 98801 | Rock Island Dam | 503.2 | 503.2 | Hidroeléctrica | Hidroeléctrica | 0 | 0 | 0 | 0 | 503.2 | 0 | 0 | 0 | 0 | 0 | 0 | 0 | EIA-860, EIA-860M and EIA-923 | 201603
Estados Unidos | Ross | City of Seattle - (WA) |  | 48.7326 | -121.068 | Rockport | Whatcom | Washington | 98283 | 500 Newhalem Street | 378 | 378 | Hidroeléctrica | Hidroeléctrica | 0 | 0 | 0 | 0 | 378 | 0 | 0 | 0 | 0 | 0 | 0 | 0 | EIA-860, EIA-860M and EIA-923 | 201603
Estados Unidos | Laramie River Station | Basin Electric Power Coop |  | 42.1089 | -104.882 | Wheatland | Platte | Wyoming | 82201 | Hwy 320 | 1710 | 0 | Carbón |  | 1710 | 0 | 0 | 0 | 0 | 0 | 0 | 0 | 0 | 0 | 0 | 0 | EIA-860, EIA-860M and EIA-923 | 201603
Estados Unidos | Mount Elbert | U S Bureau of Reclamation |  | 39.0942 | -106.352 | Twin Lakes | Lake | Colorado | 80461 | n/a | 230 | 230 | Bombeo hidráulico | Bombeo hidráulico | 0 | 0 | 0 | 0 | 0 | 230 | 0 | 0 | 0 | 0 | 0 | 0 | EIA-860, EIA-860M and EIA-923 | 201603
Estados Unidos | Dynegy Oakland Power Plant | Dynegy Oakland, LLC |  | 37.7967 | -122.282 | Oakland | Alameda | California | 94607 | 50 Martin Luther King Jr. Way | 165 | 0 | Petróleo |  | 0 | 0 | 165 | 0 | 0 | 0 | 0 | 0 | 0 | 0 | 0 | 0 | EIA-860, EIA-860M and EIA-923 | 201603
Estados Unidos | Merom | Hoosier Energy R E C, Inc |  | 39.0694 | -87.5108 | Sullivan | Sullivan | Indiana | 47882 | 5500 W. Old 54 | 983 | 0 | Carbón |  | 983 | 0 | 0 | 0 | 0 | 0 | 0 | 0 | 0 | 0 | 0 | 0 | EIA-860, EIA-860M and EIA-923 | 201603
Estados Unidos | Empire Energy Center | Empire District Electric Co |  | 37.1385 | -94.1041 | Sarcoxie | Jasper | Missouri | 64862 | 2537 Fir Road | 262 | 0 | Gas natural |  | 0 | 262 | 0 | 0 | 0 | 0 | 0 | 0 | 0 | 0 | 0 | 0 | EIA-860, EIA-860M and EIA-923 | 201603
Estados Unidos | Dansby | City of Bryan - (TX) |  | 30.7217 | -96.4608 | Bryan | Brazos | Texas | 77807 | 8181 Mumford Road | 204.2 | 0 | Gas natural |  | 0 | 204.2 | 0 | 0 | 0 | 0 | 0 | 0 | 0 | 0 | 0 | 0 | EIA-860, EIA-860M and EIA-923 | 201603
Estados Unidos | Pawnee | Public Service Co of Colorado |  | 40.2217 | -103.68 | Brush | Morgan | Colorado | 80723 | 14940 County Road 24 | 505 | 0 | Carbón |  | 505 | 0 | 0 | 0 | 0 | 0 | 0 | 0 | 0 | 0 | 0 | 0 | EIA-860, EIA-860M and EIA-923 | 201603
Estados Unidos | Winyah | South Carolina Public Service Authority |  | 33.3318 | -79.3572 | Georgetown | Georgetown | South Carolina | 29440 | 3097 Penny Royal Road | 1130 | 0 | Carbón |  | 1130 | 0 | 0 | 0 | 0 | 0 | 0 | 0 | 0 | 0 | 0 | 0 | EIA-860, EIA-860M and EIA-923 | 201603
Estados Unidos | Mayo | Duke Energy Progress - (NC) |  | 36.5278 | -78.8917 | Roxboro | Person | North Carolina | 27573 | 10660 Boston Road | 727 | 0 | Carbón |  | 727 | 0 | 0 | 0 | 0 | 0 | 0 | 0 | 0 | 0 | 0 | 0 | EIA-860, EIA-860M and EIA-923 | 201603
Estados Unidos | South Texas Project | STP Nuclear Operating Co |  | 28.795 | -96.0481 | Wadsworth | Matagorda | Texas | 77483 | 8 mi. W. of Wadsworth on FM521 | 2560 | 0 | Nuclear |  | 0 | 0 | 0 | 0 | 0 | 0 | 2560 | 0 | 0 | 0 | 0 | 0 | EIA-860, EIA-860M and EIA-923 | 201603
Estados Unidos | Germantown | Wisconsin Electric Power Co |  | 43.1952 | -88.1496 | Germantown | Washington | Wisconsin | 53022 | N96 W192898 County Line Road | 258 | 0 | Petróleo |  | 0 | 78 | 180 | 0 | 0 | 0 | 0 | 0 | 0 | 0 | 0 | 0 | EIA-860, EIA-860M and EIA-923 | 201603
Estados Unidos | Ottumwa | Interstate Power and Light Co |  | 41.0961 | -92.5558 | Ottumwa | Wapello | Iowa | 52501 | 20775 Power Plant Road | 730 | 0 | Carbón |  | 730 | 0 | 0 | 0 | 0 | 0 | 0 | 0 | 0 | 0 | 0 | 0 | EIA-860, EIA-860M and EIA-923 | 201603
Estados Unidos | Scherer | Georgia Power Co |  | 33.0606 | -83.8075 | Juliette | Monroe | Georgia | 31046 | 10986 Highway 87 | 3389 | 0 | Carbón |  | 3389 | 0 | 0 | 0 | 0 | 0 | 0 | 0 | 0 | 0 | 0 | 0 | EIA-860, EIA-860M and EIA-923 | 201603
Estados Unidos | Wilson | Georgia Power Co |  | 33.1377 | -81.7483 | Waynesboro | Burke | Georgia | 30830 | 7821 River Road | 297.5 | 0 | Petróleo |  | 0 | 0 | 297.5 | 0 | 0 | 0 | 0 | 0 | 0 | 0 | 0 | 0 | EIA-860, EIA-860M and EIA-923 | 201603
Estados Unidos | Mountaineer | Appalachian Power Co |  | 38.9794 | -81.9344 | New Haven | Mason | West Virginia | 25265 | State Route 62 | 1299 | 0 | Carbón |  | 1299 | 0 | 0 | 0 | 0 | 0 | 0 | 0 | 0 | 0 | 0 | 0 | EIA-860, EIA-860M and EIA-923 | 201603
Estados Unidos | North Pole | Golden Valley Elec Assn Inc |  | 64.7356 | -147.348 | North Pole | Fairbanks North Star | Alaska | 99705 | 1150 H&H Lane | 145 | 0 | Petróleo |  | 0 | 0 | 145 | 0 | 0 | 0 | 0 | 0 | 0 | 0 | 0 | 0 | EIA-860, EIA-860M and EIA-923 | 201603
Estados Unidos | Rokeby | Lincoln Electric System |  | 40.7316 | -96.7364 | Lincoln | Lancaster | Nebraska | 68523 | 8000 SW 12 Street | 258 | 0 | Gas natural |  | 0 | 255 | 3 | 0 | 0 | 0 | 0 | 0 | 0 | 0 | 0 | 0 | EIA-860, EIA-860M and EIA-923 | 201603
Estados Unidos | Flaming Gorge | U S Bureau of Reclamation |  | 40.9146 | -109.422 | Dutch John | Daggett | Utah | 84023 | n/a | 151.8 | 151.8 | Hidroeléctrica | Hidroeléctrica | 0 | 0 | 0 | 0 | 151.8 | 0 | 0 | 0 | 0 | 0 | 0 | 0 | EIA-860, EIA-860M and EIA-923 | 201603
Estados Unidos | Broken Bow Dam | USCE-Tulsa District |  | 34.1388 | -94.6845 | Broken Bow | McCurtain | Oklahoma | 74728 | PO Box 730 | 115 | 115 | Hidroeléctrica | Hidroeléctrica | 0 | 0 | 0 | 0 | 115 | 0 | 0 | 0 | 0 | 0 | 0 | 0 | EIA-860, EIA-860M and EIA-923 | 201603
Estados Unidos | Center Hill | USCE-Nashville District |  | 36.0972 | -85.8274 | Lancaster | DeKalb | Tennessee | 38569 | 270 Lancaster Road | 156 | 156 | Hidroeléctrica | Hidroeléctrica | 0 | 0 | 0 | 0 | 156 | 0 | 0 | 0 | 0 | 0 | 0 | 0 | EIA-860, EIA-860M and EIA-923 | 201603
Estados Unidos | Eufaula Dam | USCE-Tulsa District |  | 35.3069 | -95.3572 | Porum | Haskell | Oklahoma | 74455 | Route 2, Box 9500 | 103.5 | 103.5 | Hidroeléctrica | Hidroeléctrica | 0 | 0 | 0 | 0 | 103.5 | 0 | 0 | 0 | 0 | 0 | 0 | 0 | EIA-860, EIA-860M and EIA-923 | 201603
Estados Unidos | Gorge | City of Seattle - (WA) |  | 48.6981 | -121.209 | Rockport | Whatcom | Washington | 98283 | 500 Newhalem Street | 176 | 176 | Hidroeléctrica | Hidroeléctrica | 0 | 0 | 0 | 0 | 176 | 0 | 0 | 0 | 0 | 0 | 0 | 0 | EIA-860, EIA-860M and EIA-923 | 201603
Estados Unidos | Diablo | City of Seattle - (WA) |  | 48.7139 | -121.132 | Rockport | Whatcom | Washington | 98283 | 500 Newhalem Street | 168.4 | 168.4 | Hidroeléctrica | Hidroeléctrica | 0 | 0 | 0 | 0 | 168.4 | 0 | 0 | 0 | 0 | 0 | 0 | 0 | EIA-860, EIA-860M and EIA-923 | 201603
Estados Unidos | Boundary | City of Seattle - (WA) |  | 48.9871 | -117.348 | Metaline Falls | Pend Oreille | Washington | 99153 | P.O. Box 219 | 1071.8 | 1071.8 | Hidroeléctrica | Hidroeléctrica | 0 | 0 | 0 | 0 | 1071.8 | 0 | 0 | 0 | 0 | 0 | 0 | 0 | EIA-860, EIA-860M and EIA-923 | 201603
Estados Unidos | Wilson Dam | Tennessee Valley Authority |  | 34.7978 | -87.6254 | Muscle Shoals | Lauderdale | Alabama | 35662 | TVA Reservation Road | 667.5 | 667.5 | Hidroeléctrica | Hidroeléctrica | 0 | 0 | 0 | 0 | 667.5 | 0 | 0 | 0 | 0 | 0 | 0 | 0 | EIA-860, EIA-860M and EIA-923 | 201603
Estados Unidos | River Bend | Entergy Louisiana LLC |  | 30.757 | -91.3327 | St. Francisville | West Feliciana | Louisiana | 70775 | 5485 U.S. Highway 61 | 969 | 0 | Nuclear |  | 0 | 0 | 0 | 0 | 0 | 0 | 969 | 0 | 0 | 0 | 0 | 0 | EIA-860, EIA-860M and EIA-923 | 201603
Estados Unidos | Antelope Valley | Basin Electric Power Coop |  | 47.3705 | -101.836 | Beulah | Mercer | North Dakota | 58523 | Hwy 200 | 900 | 0 | Carbón |  | 900 | 0 | 0 | 0 | 0 | 0 | 0 | 0 | 0 | 0 | 0 | 0 | EIA-860, EIA-860M and EIA-923 | 201603
Estados Unidos | Intermountain Power Project | Los Angeles Department of Water & Power |  | 39.5097 | -112.58 | Delta | Millard | Utah | 84624 | 850 Brush Wellman Rd. | 1800 | 0 | Carbón |  | 1800 | 0 | 0 | 0 | 0 | 0 | 0 | 0 | 0 | 0 | 0 | 0 | EIA-860, EIA-860M and EIA-923 | 201603
Estados Unidos | Maalaea | Maui Electric Co Ltd |  | 20.8012 | -156.493 | Kihei | Maui | Hawaii | 96753 | 1000 N Kihei Road | 197.9 | 0 | Petróleo |  | 0 | 0 | 197.9 | 0 | 0 | 0 | 0 | 0 | 0 | 0 | 0 | 0 | EIA-860, EIA-860M and EIA-923 | 201603
Estados Unidos | Keowee | Duke Energy Carolinas, LLC |  | 34.7981 | -82.8872 | Seneca | Pickens | South Carolina | 29672 | 7800 Rochester Hwy | 152 | 152 | Hidroeléctrica | Hidroeléctrica | 0 | 0 | 0 | 0 | 152 | 0 | 0 | 0 | 0 | 0 | 0 | 0 | EIA-860, EIA-860M and EIA-923 | 201603
Estados Unidos | Yards Creek | Jersey Central Power & Lt Co |  | 41.0006 | -75.0314 | Blairstown | Warren | New Jersey | 07825 | Mount Vernon Road | 420 | 420 | Bombeo hidráulico | Bombeo hidráulico | 0 | 0 | 0 | 0 | 0 | 420 | 0 | 0 | 0 | 0 | 0 | 0 | EIA-860, EIA-860M and EIA-923 | 201603
Estados Unidos | D G Hunter | City of Alexandria - (LA) |  | 31.3207 | -92.4613 | Alexandria | Rapides | Louisiana | 71301 | 1011 North Third Street | 190.2 | 0 | Gas natural |  | 0 | 190.2 | 0 | 0 | 0 | 0 | 0 | 0 | 0 | 0 | 0 | 0 | EIA-860, EIA-860M and EIA-923 | 201603
Estados Unidos | George M Sullivan Generation Plant 2 | Anchorage Municipal Light and Power |  | 61.2297 | -149.717 | Anchorage | Anchorage | Alaska | 99504 | 8700 Starview Drive | 248.1 | 0 | Gas natural |  | 0 | 248.1 | 0 | 0 | 0 | 0 | 0 | 0 | 0 | 0 | 0 | 0 | EIA-860, EIA-860M and EIA-923 | 201603
Estados Unidos | Stock Island | Utility Board of Key West City |  | 24.5633 | -81.7342 | Stock Island | Monroe | Florida | 33041 | 6900 Front Street Extension | 114.5 | 0 | Petróleo |  | 0 | 0 | 114.5 | 0 | 0 | 0 | 0 | 0 | 0 | 0 | 0 | 0 | EIA-860, EIA-860M and EIA-923 | 201603
Estados Unidos | Burlington (CO) | Tri-State G & T Assn, Inc |  | 39.3561 | -102.243 | Burlington | Kit Carson | Colorado | 80807 | 21889 County Road 50 | 100 | 0 | Petróleo |  | 0 | 0 | 100 | 0 | 0 | 0 | 0 | 0 | 0 | 0 | 0 | 0 | EIA-860, EIA-860M and EIA-923 | 201603
Estados Unidos | Fort Peck | USCE-Missouri River District |  | 48.0122 | -106.412 | Fort Peck | McCone | Montana | 59223 | Lower Yellowstone Rd | 200 | 200 | Hidroeléctrica | Hidroeléctrica | 0 | 0 | 0 | 0 | 200 | 0 | 0 | 0 | 0 | 0 | 0 | 0 | EIA-860, EIA-860M and EIA-923 | 201603
Estados Unidos | Gavins Point | USCE-Missouri River District |  | 42.8488 | -97.4815 | Yankton | Cedar | Nebraska | 57078 | NE Highway 121 | 102 | 102 | Hidroeléctrica | Hidroeléctrica | 0 | 0 | 0 | 0 | 102 | 0 | 0 | 0 | 0 | 0 | 0 | 0 | EIA-860, EIA-860M and EIA-923 | 201603
Estados Unidos | R D Green | Big Rivers Electric Corp |  | 37.6461 | -87.5 | Robards | Webster | Kentucky | 42452 | 9000 Highway 2096 | 454 | 0 | Carbón |  | 454 | 0 | 0 | 0 | 0 | 0 | 0 | 0 | 0 | 0 | 0 | 0 | EIA-860, EIA-860M and EIA-923 | 201603
Estados Unidos | Independence Steam Electric Station | Entergy Arkansas Inc |  | 35.6784 | -91.4088 | Newark | Independence | Arkansas | 72562 | 555 Point Ferry Road | 1680.5 | 0 | Carbón |  | 1680.5 | 0 | 0 | 0 | 0 | 0 | 0 | 0 | 0 | 0 | 0 | 0 | EIA-860, EIA-860M and EIA-923 | 201603
Estados Unidos | Sandow No 4 | Luminant Generation Company LLC |  | 30.5659 | -97.064 | Rockdale | Milam | Texas | 76567 | US Hwy 1786 | 600 | 0 | Carbón |  | 600 | 0 | 0 | 0 | 0 | 0 | 0 | 0 | 0 | 0 | 0 | 0 | EIA-860, EIA-860M and EIA-923 | 201603
Estados Unidos | Louisa | MidAmerican Energy Co |  | 41.3181 | -91.0931 | Muscatine | Louisa | Iowa | 52761 | 8602 - 172 St. | 746.2 | 0 | Carbón |  | 746.2 | 0 | 0 | 0 | 0 | 0 | 0 | 0 | 0 | 0 | 0 | 0 | EIA-860, EIA-860M and EIA-923 | 201603
Estados Unidos | Warrick | AGC Division of APG Inc |  | 37.915 | -87.3328 | Newburgh | Warrick | Indiana | 47630 | 4700 Darlington Rd. | 754 | 0 | Carbón |  | 754 | 0 | 0 | 0 | 0 | 0 | 0 | 0 | 0 | 0 | 0 | 0 | EIA-860, EIA-860M and EIA-923 | 201603
Estados Unidos | Rawhide | Platte River Power Authority |  | 40.8609 | -105.021 | Wellington | Larimer | Colorado | 80549 | 2700 East Co. Rd. 82 | 668 | 0 | Gas natural |  | 280 | 388 | 0 | 0 | 0 | 0 | 0 | 0 | 0 | 0 | 0 | 0 | EIA-860, EIA-860M and EIA-923 | 201603
Estados Unidos | Sikeston Power Station | City of Sikeston - (MO) |  | 36.8791 | -89.6209 | Sikeston | Scott | Missouri | 63801 | 1551 West Wakefield St | 240 | 0 | Carbón |  | 240 | 0 | 0 | 0 | 0 | 0 | 0 | 0 | 0 | 0 | 0 | 0 | EIA-860, EIA-860M and EIA-923 | 201603
Estados Unidos | Hugo | Western Farmers Elec Coop, Inc |  | 34.0158 | -95.3206 | Fort Towson | Choctaw | Oklahoma | 74735 | 3 Miles West on Hyw. 70 | 440 | 0 | Carbón |  | 440 | 0 | 0 | 0 | 0 | 0 | 0 | 0 | 0 | 0 | 0 | 0 | EIA-860, EIA-860M and EIA-923 | 201603
Estados Unidos | D B Wilson | Big Rivers Electric Corp |  | 37.4497 | -87.0806 | Centertown | Ohio | Kentucky | 42328 | 5663 Highway 85 West | 417 | 0 | Carbón |  | 417 | 0 | 0 | 0 | 0 | 0 | 0 | 0 | 0 | 0 | 0 | 0 | EIA-860, EIA-860M and EIA-923 | 201603
Estados Unidos | Major Oak Power | Major Oak Power, LLC |  | 31.0919 | -96.695 | Bremond | Robertson | Texas | 76629 | 13065 Plant Rd. | 305 | 0 | Carbón |  | 305 | 0 | 0 | 0 | 0 | 0 | 0 | 0 | 0 | 0 | 0 | 0 | EIA-860, EIA-860M and EIA-923 | 201603
Estados Unidos | Gravel Neck | Virginia Electric & Power Co |  | 37.1575 | -76.6911 | Surry | Surry | Virginia | 23883 | 5208 Hog Island Road | 368 | 0 | Gas natural |  | 0 | 340 | 28 | 0 | 0 | 0 | 0 | 0 | 0 | 0 | 0 | 0 | EIA-860, EIA-860M and EIA-923 | 201603
Estados Unidos | McIntosh (AL) | PowerSouth Energy Cooperative |  | 31.2546 | -88.0299 | McIntosh | Washington | Alabama | 36553 | Hwy 43, Mile 37.5 | 688 | 0 | Gas natural |  | 0 | 688 | 0 | 0 | 0 | 0 | 0 | 0 | 0 | 0 | 0 | 0 | EIA-860, EIA-860M and EIA-923 | 201603
Estados Unidos | Harry Allen | Nevada Power Co |  | 36.4306 | -114.902 | Las Vegas | Clark | Nevada | 89124 | 14601 North Las Vegas Blvd | 654 | 0 | Gas natural |  | 0 | 654 | 0 | 0 | 0 | 0 | 0 | 0 | 0 | 0 | 0 | 0 | EIA-860, EIA-860M and EIA-923 | 201603
Estados Unidos | J K Spruce | City of San Antonio - (TX) |  | 29.3097 | -98.3203 | San Antonio | Bexar | Texas | 78263 | 12940 US Hwy 181 South | 1348 | 0 | Carbón |  | 1348 | 0 | 0 | 0 | 0 | 0 | 0 | 0 | 0 | 0 | 0 | 0 | EIA-860, EIA-860M and EIA-923 | 201603
Estados Unidos | Bad Creek | Duke Energy Carolinas, LLC |  | 35.0075 | -82.9975 | Salem | Oconee | South Carolina | 29676 | HC-76 Box 170, Hwy 130 N | 1360 | 1360 | Bombeo hidráulico | Bombeo hidráulico | 0 | 0 | 0 | 0 | 0 | 1360 | 0 | 0 | 0 | 0 | 0 | 0 | EIA-860, EIA-860M and EIA-923 | 201603
Estados Unidos | Pleasant Hill | MidAmerican Energy Co |  | 41.5572 | -93.5242 | Pleasant Hill | Polk | Iowa | 50317 | 3191 SE 45 St. | 160 | 0 | Gas natural |  | 0 | 160 | 0 | 0 | 0 | 0 | 0 | 0 | 0 | 0 | 0 | 0 | EIA-860, EIA-860M and EIA-923 | 201603
Estados Unidos | Wading River | National Grid Generation LLC |  | 40.9569 | -72.8774 | Wading River | Suffolk | New York | 11972 | 1 LILCO Rd | 240.6 | 0 | Petróleo |  | 0 | 0 | 240.6 | 0 | 0 | 0 | 0 | 0 | 0 | 0 | 0 | 0 | EIA-860, EIA-860M and EIA-923 | 201603
Estados Unidos | Hay Road | Calpine Mid-Atlantic Generation LLC |  | 39.7436 | -75.5072 | Wilmington | New Castle | Delaware | 19809 | 198 Hay Road | 1136 | 0 | Gas natural |  | 0 | 1136 | 0 | 0 | 0 | 0 | 0 | 0 | 0 | 0 | 0 | 0 | EIA-860, EIA-860M and EIA-923 | 201603
Estados Unidos | Woodsdale | Duke Energy Kentucky Inc |  | 39.4492 | -84.4611 | Trenton | Butler | Ohio | 45067 | 2100 Woodsdale Rd | 462 | 0 | Gas natural |  | 0 | 462 | 0 | 0 | 0 | 0 | 0 | 0 | 0 | 0 | 0 | 0 | EIA-860, EIA-860M and EIA-923 | 201603
Estados Unidos | Concord | Wisconsin Electric Power Co |  | 43.1669 | -88.69 | Watertown | Jefferson | Wisconsin | 53094 | N8914 County Highway E | 352 | 0 | Gas natural |  | 0 | 352 | 0 | 0 | 0 | 0 | 0 | 0 | 0 | 0 | 0 | 0 | EIA-860, EIA-860M and EIA-923 | 201603
Estados Unidos | South Fond Du Lac | Wisconsin Power & Light Co |  | 43.7353 | -88.4967 | Fond du Lac | Fond Du Lac | Wisconsin | 54937 | 5356 River Rd | 316.8 | 0 | Gas natural |  | 0 | 316.8 | 0 | 0 | 0 | 0 | 0 | 0 | 0 | 0 | 0 | 0 | EIA-860, EIA-860M and EIA-923 | 201603
Estados Unidos | Cope | South Carolina Electric&Gas Company |  | 33.3644 | -81.03 | Cope | Orangeburg | South Carolina | 29038 | 405 Teamwork Road | 415 | 0 | Carbón |  | 415 | 0 | 0 | 0 | 0 | 0 | 0 | 0 | 0 | 0 | 0 | 0 | EIA-860, EIA-860M and EIA-923 | 201603
Estados Unidos | Darbytown | Virginia Electric & Power Co |  | 37.4982 | -77.3685 | Richmond | Henrico | Virginia | 23883 | 6001 Fergus Blvd | 336 | 0 | Gas natural |  | 0 | 336 | 0 | 0 | 0 | 0 | 0 | 0 | 0 | 0 | 0 | 0 | EIA-860, EIA-860M and EIA-923 | 201603
Estados Unidos | Clover | Virginia Electric & Power Co |  | 36.869 | -78.704 | Clover | Halifax | Virginia | 24534 | P. O. Box 245 Route 92 | 877 | 0 | Carbón |  | 877 | 0 | 0 | 0 | 0 | 0 | 0 | 0 | 0 | 0 | 0 | 0 | EIA-860, EIA-860M and EIA-923 | 201603
Estados Unidos | Angus Anson | Northern States Power Co - Minnesota |  | 43.6035 | -96.6356 | Sioux Falls | Minnehaha | South Dakota | 57101 | 7100 East Rice St. | 327 | 0 | Gas natural |  | 0 | 327 | 0 | 0 | 0 | 0 | 0 | 0 | 0 | 0 | 0 | 0 | EIA-860, EIA-860M and EIA-923 | 201603
Estados Unidos | Cane Island | Kissimmee Utility Authority |  | 28.2764 | -81.533 | Intercession City | Osceola | Florida | 33848 | 6075 Old Tampa Highway | 670 | 0 | Gas natural |  | 0 | 670 | 0 | 0 | 0 | 0 | 0 | 0 | 0 | 0 | 0 | 0 | EIA-860, EIA-860M and EIA-923 | 201603
Estados Unidos | Polk | Tampa Electric Co |  | 27.7286 | -81.9897 | Mulberry | Polk | Florida | 33860 | 9995 State Road 37 South | 824 | 0 | Gas natural |  | 220 | 604 | 0 | 0 | 0 | 0 | 0 | 0 | 0 | 0 | 0 | 0 | EIA-860, EIA-860M and EIA-923 | 201603
Estados Unidos | Woodland | Modesto Irrigation District |  | 37.6526 | -121.02 | Modesto | Stanislaus | California | 95351 | 920 Woodland Ave. | 182.2 | 0 | Gas natural |  | 0 | 182.2 | 0 | 0 | 0 | 0 | 0 | 0 | 0 | 0 | 0 | 0 | EIA-860, EIA-860M and EIA-923 | 201603
Estados Unidos | 491 E 48th Street | City of Holland |  | 42.7553 | -86.0853 | Holland | Allegan | Michigan | 49423 | 491 E 48th Street | 136 | 0 | Gas natural |  | 0 | 136 | 0 | 0 | 0 | 0 | 0 | 0 | 0 | 0 | 0 | 0 | EIA-860, EIA-860M and EIA-923 | 201603
Estados Unidos | Paris (WI) | Wisconsin Electric Power Co |  | 42.6658 | -88.0131 | Union Grove | Kenosha | Wisconsin | 53182 | 335 North 172nd Avenue | 352 | 0 | Gas natural |  | 0 | 352 | 0 | 0 | 0 | 0 | 0 | 0 | 0 | 0 | 0 | 0 | EIA-860, EIA-860M and EIA-923 | 201603
Estados Unidos | Lincoln Combustion | Duke Energy Carolinas, LLC |  | 35.4317 | -81.0347 | Stanley | Lincoln | North Carolina | 28164 | 6769 Old Plank Road | 1267.2 | 0 | Gas natural |  | 0 | 1267.2 | 0 | 0 | 0 | 0 | 0 | 0 | 0 | 0 | 0 | 0 | EIA-860, EIA-860M and EIA-923 | 201603
Estados Unidos | State Line Combined Cycle | Empire District Electric Co |  | 37.0659 | -94.614 | Joplin | Jasper | Missouri | 64804 | 2299 S State Line Ave | 589 | 0 | Gas natural |  | 0 | 589 | 0 | 0 | 0 | 0 | 0 | 0 | 0 | 0 | 0 | 0 | EIA-860, EIA-860M and EIA-923 | 201603
Estados Unidos | Hines Energy Complex | Duke Energy Florida, Inc |  | 27.7882 | -81.87 | Bartow | Polk | Florida | 33830 | 7700 County Road 555 | 1912 | 0 | Gas natural |  | 0 | 1912 | 0 | 0 | 0 | 0 | 0 | 0 | 0 | 0 | 0 | 0 | EIA-860, EIA-860M and EIA-923 | 201603
Estados Unidos | Redding Power | City of Redding - (CA) |  | 40.5073 | -122.423 | Redding | Shasta | California | 96001 | 17120 Clear Creek Road | 171 | 0 | Gas natural |  | 0 | 171 | 0 | 0 | 0 | 0 | 0 | 0 | 0 | 0 | 0 | 0 | EIA-860, EIA-860M and EIA-923 | 201603
Estados Unidos | Richard M Flynn | New York Power Authority |  | 40.8158 | -73.064 | Holtsville | Suffolk | New York | 11742 | 607 Union Ave | 134.4 | 0 | Gas natural |  | 0 | 134.4 | 0 | 0 | 0 | 0 | 0 | 0 | 0 | 0 | 0 | 0 | EIA-860, EIA-860M and EIA-923 | 201603
Estados Unidos | Almond Power Plant | Turlock Irrigation District |  | 37.5744 | -120.985 | Modesto | Stanislaus | California | 95358 | 4500 Crows Landing Road | 199.5 | 0 | Gas natural |  | 0 | 199.5 | 0 | 0 | 0 | 0 | 0 | 0 | 0 | 0 | 0 | 0 | EIA-860, EIA-860M and EIA-923 | 201603
Estados Unidos | San Jacinto Steam Electric Station | NRG Texas Power LLC |  | 29.6948 | -95.0406 | La Porte | Harris | Texas | 77571 | 845 Sens Road | 162 | 0 | Gas natural |  | 0 | 162 | 0 | 0 | 0 | 0 | 0 | 0 | 0 | 0 | 0 | 0 | EIA-860, EIA-860M and EIA-923 | 201603
Estados Unidos | Anderson | Indiana Municipal Power Agency |  | 40.0529 | -85.7389 | Anderson | Madison | Indiana | 46011 | 6035 Park Road | 140 | 0 | Gas natural |  | 0 | 140 | 0 | 0 | 0 | 0 | 0 | 0 | 0 | 0 | 0 | 0 | EIA-860, EIA-860M and EIA-923 | 201603
Estados Unidos | George Neal South | MidAmerican Energy Co |  | 42.3006 | -96.3617 | Salix | Woodbury | Iowa | 51052 | 2761 Port Neal Circle | 644 | 0 | Carbón |  | 644 | 0 | 0 | 0 | 0 | 0 | 0 | 0 | 0 | 0 | 0 | 0 | EIA-860, EIA-860M and EIA-923 | 201603
Estados Unidos | Robins | Georgia Power Co |  | 32.5792 | -83.5822 | Robins AFB | Houston | Georgia | 31098 | 1300 Macon Street Facility | 160 | 0 | Gas natural |  | 0 | 160 | 0 | 0 | 0 | 0 | 0 | 0 | 0 | 0 | 0 | 0 | EIA-860, EIA-860M and EIA-923 | 201603
Estados Unidos | Coyote Springs | Portland General Electric Co |  | 45.848 | -119.674 | Boardman | Morrow | Oregon | 97818 | 200 Ullman Blvd | 235 | 0 | Gas natural |  | 0 | 235 | 0 | 0 | 0 | 0 | 0 | 0 | 0 | 0 | 0 | 0 | EIA-860, EIA-860M and EIA-923 | 201603
Estados Unidos | Bradley Lake | Homer Electric Assn Inc |  | 59.7786 | -150.94 | Homer | Kenai Peninsula | Alaska | 99603 | Bradley Lake | 126 | 126 | Hidroeléctrica | Hidroeléctrica | 0 | 0 | 0 | 0 | 126 | 0 | 0 | 0 | 0 | 0 | 0 | 0 | EIA-860, EIA-860M and EIA-923 | 201603
Estados Unidos | Midulla Generating Station | Seminole Electric Cooperative Inc |  | 27.6417 | -81.9625 | Bowling Green | Hardee | Florida | 33834 | 6697 County Road 663 | 751 | 0 | Gas natural |  | 0 | 751 | 0 | 0 | 0 | 0 | 0 | 0 | 0 | 0 | 0 | 0 | EIA-860, EIA-860M and EIA-923 | 201603
Estados Unidos | Interstate | City of Springfield - (IL) |  | 39.8233 | -89.5891 | Springfield | Sangamon | Illinois | 62707 | 3570 Ridgely Road | 112 | 0 | Gas natural |  | 0 | 112 | 0 | 0 | 0 | 0 | 0 | 0 | 0 | 0 | 0 | 0 | EIA-860, EIA-860M and EIA-923 | 201603
Estados Unidos | Rathdrum | Avista Corp |  | 47.8043 | -116.867 | Rathdrum | Kootenai | Idaho | 83858 | 5999 W Boekel Road | 132 | 0 | Gas natural |  | 0 | 132 | 0 | 0 | 0 | 0 | 0 | 0 | 0 | 0 | 0 | 0 | EIA-860, EIA-860M and EIA-923 | 201603
Estados Unidos | Neil Simpson II | Black Hills Power Inc |  | 44.2856 | -105.383 | Gillette | Campbell | Wyoming | 82718 | 13151 Highway 51 | 114 | 0 | Carbón |  | 80 | 34 | 0 | 0 | 0 | 0 | 0 | 0 | 0 | 0 | 0 | 0 | EIA-860, EIA-860M and EIA-923 | 201603
Estados Unidos | Arthur Von Rosenberg | City of San Antonio - (TX) |  | 29.257 | -98.384 | Elmendorf | Bexar | Texas | 78112 | 15290 Streich Rd. | 530 | 0 | Gas natural |  | 0 | 530 | 0 | 0 | 0 | 0 | 0 | 0 | 0 | 0 | 0 | 0 | EIA-860, EIA-860M and EIA-923 | 201603
Estados Unidos | Solano Wind | Sacramento Municipal Util Dist |  | 38.1164 | -121.769 | Rio Vista | Solano | California | 94512 | Highway 12 | 228.1 | 228.1 | Eólica | Eólica | 0 | 0 | 0 | 0 | 0 | 0 | 0 | 0 | 228.1 | 0 | 0 | 0 | EIA-860, EIA-860M and EIA-923 | 201603
Estados Unidos | Carson Ice-Gen Project | Sacramento Municipal Util Dist |  | 38.4457 | -121.462 | Sacramento | Sacramento | California | 95758 | Franklin Blvd | 109 | 0 | Gas natural |  | 0 | 109 | 0 | 0 | 0 | 0 | 0 | 0 | 0 | 0 | 0 | 0 | EIA-860, EIA-860M and EIA-923 | 201603
Estados Unidos | Wayne County Energy Complex | Duke Energy Progress - (NC) |  | 35.3758 | -78.0981 | Goldsboro | Wayne | North Carolina | 27530 | 1199 Black Church Road | 863 | 0 | Gas natural |  | 0 | 863 | 0 | 0 | 0 | 0 | 0 | 0 | 0 | 0 | 0 | 0 | EIA-860, EIA-860M and EIA-923 | 201603
Estados Unidos | Ponca City | Oklahoma Municipal Power Authority |  | 36.7198 | -97.0858 | Ponca City | Kay | Oklahoma | 74601 | 1420 N. Union | 106.8 | 0 | Gas natural |  | 0 | 106.8 | 0 | 0 | 0 | 0 | 0 | 0 | 0 | 0 | 0 | 0 | EIA-860, EIA-860M and EIA-923 | 201603
Estados Unidos | SCA Cogen 2 | Sacramento Municipal Util Dist |  | 38.5309 | -121.4 | Sacramento | Sacramento | California | 95824 | Fruitrige Rd | 176.6 | 0 | Gas natural |  | 0 | 176.6 | 0 | 0 | 0 | 0 | 0 | 0 | 0 | 0 | 0 | 0 | EIA-860, EIA-860M and EIA-923 | 201603
Estados Unidos | SPA Cogen 3 | Sacramento Municipal Util Dist |  | 38.511 | -121.474 | Sacramento | Sacramento | California | 95824 | Freeport Blvd | 164 | 0 | Gas natural |  | 0 | 164 | 0 | 0 | 0 | 0 | 0 | 0 | 0 | 0 | 0 | 0 | EIA-860, EIA-860M and EIA-923 | 201603
Estados Unidos | St Francis Energy Facility | Associated Electric Coop, Inc |  | 36.5852 | -90.1779 | Campbell | Dunklin | Missouri | 63933 | 40753 County Road 101 | 464 | 0 | Gas natural |  | 0 | 464 | 0 | 0 | 0 | 0 | 0 | 0 | 0 | 0 | 0 | 0 | EIA-860, EIA-860M and EIA-923 | 201603
Estados Unidos | River Road Gen Plant | PUD No 1 of Clark County - (WA) |  | 45.6497 | -122.726 | Vancouver | Clark | Washington | 98660 | 5201 N W Lower River Road | 220 | 0 | Gas natural |  | 0 | 220 | 0 | 0 | 0 | 0 | 0 | 0 | 0 | 0 | 0 | 0 | EIA-860, EIA-860M and EIA-923 | 201603
Estados Unidos | Washington County Cogeneration Facility | Alabama Power Co |  | 31.2504 | -88.0156 | McIntosh | Washington | Alabama | 36553 | Highway 43 | 100 | 0 | Gas natural |  | 0 | 100 | 0 | 0 | 0 | 0 | 0 | 0 | 0 | 0 | 0 | 0 | EIA-860, EIA-860M and EIA-923 | 201603
Estados Unidos | Tiger Bay | Duke Energy Florida, Inc |  | 27.7464 | -81.8494 | Ft. Meade | Polk | Florida | 33841 | 3219 County Road 630 West | 205 | 0 | Gas natural |  | 0 | 205 | 0 | 0 | 0 | 0 | 0 | 0 | 0 | 0 | 0 | 0 | EIA-860, EIA-860M and EIA-923 | 201603
Estados Unidos | Dahlberg | Southern Power Co |  | 34.0423 | -83.3977 | Nicholson | Jackson | Georgia | 30565 | 585 Jarrett Road | 745.3 | 0 | Gas natural |  | 0 | 745.3 | 0 | 0 | 0 | 0 | 0 | 0 | 0 | 0 | 0 | 0 | EIA-860, EIA-860M and EIA-923 | 201603
Estados Unidos | H Allen Franklin Combined Cycle | Southern Power Co |  | 32.6078 | -85.0975 | Smiths | Lee | Alabama | 36877 | 6109 Lee Road 249 | 1816 | 0 | Gas natural |  | 0 | 1816 | 0 | 0 | 0 | 0 | 0 | 0 | 0 | 0 | 0 | 0 | EIA-860, EIA-860M and EIA-923 | 201603
Estados Unidos | Theodore Cogen Facility | Alabama Power Co |  | 30.5254 | -88.1285 | Theodore | Mobile | Alabama | 36582 | Industrial Blvd. | 224.7 | 0 | Gas natural |  | 0 | 224.7 | 0 | 0 | 0 | 0 | 0 | 0 | 0 | 0 | 0 | 0 | EIA-860, EIA-860M and EIA-923 | 201603
Estados Unidos | Watts Bar Nuclear Plant | Tennessee Valley Authority |  | 35.6021 | -84.7895 | Spring City | Rhea | Tennessee | 37381 | Hwy 68 PO Box 2000 | 1123 | 0 | Nuclear |  | 0 | 0 | 0 | 0 | 0 | 0 | 1123 | 0 | 0 | 0 | 0 | 0 | EIA-860, EIA-860M and EIA-923 | 201603
Estados Unidos | Nodaway | Associated Electric Coop, Inc |  | 40.2877 | -94.7913 | Conception Junction | Nodaway | Missouri | 64434 | 31491 300th Street | 186 | 0 | Gas natural |  | 0 | 186 | 0 | 0 | 0 | 0 | 0 | 0 | 0 | 0 | 0 | 0 | EIA-860, EIA-860M and EIA-923 | 201603
Estados Unidos | Chouteau | Associated Electric Coop, Inc |  | 36.2221 | -95.2771 | Pryor | Mayes | Oklahoma | 74361 | 5873 Hunt St | 799 | 0 | Gas natural |  | 0 | 799 | 0 | 0 | 0 | 0 | 0 | 0 | 0 | 0 | 0 | 0 | EIA-860, EIA-860M and EIA-923 | 201603
Estados Unidos | Georgetown | Indianapolis Power & Light Co |  | 39.9026 | -86.244 | Indianapolis | Marion | Indiana | 46268 | Georgetown Road | 276 | 0 | Gas natural |  | 0 | 276 | 0 | 0 | 0 | 0 | 0 | 0 | 0 | 0 | 0 | 0 | EIA-860, EIA-860M and EIA-923 | 201603
Estados Unidos | Tilton | Tilton Energy LLC |  | 40.1061 | -87.6538 | Tilton | Vermilion | Illinois | 61833 | 80 West 1st Street | 176 | 0 | Gas natural |  | 0 | 176 | 0 | 0 | 0 | 0 | 0 | 0 | 0 | 0 | 0 | 0 | EIA-860, EIA-860M and EIA-923 | 201603
Estados Unidos | Henry County | Duke Energy Indiana, LLC |  | 39.9528 | -85.5039 | New Castle | Henry | Indiana | 47362 | 6045 West SR 38 | 129 | 0 | Gas natural |  | 0 | 129 | 0 | 0 | 0 | 0 | 0 | 0 | 0 | 0 | 0 | 0 | EIA-860, EIA-860M and EIA-923 | 201603
Estados Unidos | MPC Generating | SEPG Operating Services, LLC MPC |  | 33.8119 | -83.6953 | Monroe | Walton | Georgia | 30656 | 208 Cherry Hill Road | 302.5 | 0 | Gas natural |  | 0 | 302.5 | 0 | 0 | 0 | 0 | 0 | 0 | 0 | 0 | 0 | 0 | EIA-860, EIA-860M and EIA-923 | 201603
Estados Unidos | Bonanza | Deseret Generation & Tran Coop |  | 40.0864 | -109.284 | Vernal | Uintah | Utah | 84078 | 12500 East 25500 South | 458 | 0 | Carbón |  | 458 | 0 | 0 | 0 | 0 | 0 | 0 | 0 | 0 | 0 | 0 | 0 | EIA-860, EIA-860M and EIA-923 | 201603
Estados Unidos | Sherwood H Smith Jr Energy Complex | Duke Energy Progress - (NC) |  | 34.8392 | -79.7406 | Hamlet | Richmond | North Carolina | 28345 | 198 Energy Way | 1868 | 0 | Gas natural |  | 0 | 1868 | 0 | 0 | 0 | 0 | 0 | 0 | 0 | 0 | 0 | 0 | EIA-860, EIA-860M and EIA-923 | 201603
Estados Unidos | Sewell Creek Energy | Oglethorpe Power Corporation |  | 33.9486 | -85.2769 | Cedar Town | Polk | Georgia | 30125 | 1031 Sewel Creek Rd | 437.9 | 0 | Gas natural |  | 0 | 437.9 | 0 | 0 | 0 | 0 | 0 | 0 | 0 | 0 | 0 | 0 | EIA-860, EIA-860M and EIA-923 | 201603
Estados Unidos | Alsey | Prairie Power, Inc |  | 39.5698 | -90.436 | Alsey | Scott | Illinois | 62694 | Highway 106 South | 121 | 0 | Gas natural |  | 0 | 121 | 0 | 0 | 0 | 0 | 0 | 0 | 0 | 0 | 0 | 0 | EIA-860, EIA-860M and EIA-923 | 201603
Estados Unidos | Fulton (AR) | Arkansas Electric Coop Corp |  | 33.6094 | -93.7924 | Fulton | Hempstead | Arkansas | 71838 | PO Box 375 | 153 | 0 | Gas natural |  | 0 | 153 | 0 | 0 | 0 | 0 | 0 | 0 | 0 | 0 | 0 | 0 | EIA-860, EIA-860M and EIA-923 | 201603
Estados Unidos | Rowan | Southern Power Co |  | 35.7314 | -80.6019 | Salisbury | Rowan | North Carolina | 28147 | 5755 N.C. Hwy 801 | 938.8 | 0 | Gas natural |  | 0 | 938.8 | 0 | 0 | 0 | 0 | 0 | 0 | 0 | 0 | 0 | 0 | EIA-860, EIA-860M and EIA-923 | 201603
Estados Unidos | Smarr Energy Center | Oglethorpe Power Corporation |  | 32.9842 | -83.8464 | Forsyth | Monroe | Georgia | 31029 | 1077 Rumble Rd | 187.4 | 0 | Gas natural |  | 0 | 187.4 | 0 | 0 | 0 | 0 | 0 | 0 | 0 | 0 | 0 | 0 | EIA-860, EIA-860M and EIA-923 | 201603
Estados Unidos | John S Rainey | South Carolina Public Service Authority |  | 34.3477 | -82.7745 | Starr | Anderson | South Carolina | 29684 | 2900 Opry House Road | 977 | 0 | Gas natural |  | 0 | 977 | 0 | 0 | 0 | 0 | 0 | 0 | 0 | 0 | 0 | 0 | EIA-860, EIA-860M and EIA-923 | 201603
Estados Unidos | Essential Power Rock Springs LLC | Essential Power Rock Springs LLC |  | 39.719 | -76.1598 | Rising Sun | Cecil | Maryland | 21911 | 1423 Rising Sun Road | 653.5 | 0 | Gas natural |  | 0 | 653.5 | 0 | 0 | 0 | 0 | 0 | 0 | 0 | 0 | 0 | 0 | EIA-860, EIA-860M and EIA-923 | 201603
Estados Unidos | Marsh Run Generation Facility | Old Dominion Electric Coop |  | 38.5283 | -77.7681 | Remington | Fauquier | Virginia | 22734 | 12109 Lucky Hill Road | 481.1 | 0 | Gas natural |  | 0 | 481.1 | 0 | 0 | 0 | 0 | 0 | 0 | 0 | 0 | 0 | 0 | EIA-860, EIA-860M and EIA-923 | 201603
Estados Unidos | Louisa Generation Facility | Old Dominion Electric Coop |  | 38.1181 | -78.2139 | Gordonsville | Louisa | Virginia | 22942 | 3352 Kloeckner Road | 466 | 0 | Gas natural |  | 0 | 466 | 0 | 0 | 0 | 0 | 0 | 0 | 0 | 0 | 0 | 0 | EIA-860, EIA-860M and EIA-923 | 201603
Estados Unidos | Remington | Virginia Electric & Power Co |  | 38.5442 | -77.7714 | Remington | Fauquier | Virginia | 22734 | 12025 Lucky Hill Road | 608 | 0 | Gas natural |  | 0 | 608 | 0 | 0 | 0 | 0 | 0 | 0 | 0 | 0 | 0 | 0 | EIA-860, EIA-860M and EIA-923 | 201603
Estados Unidos | Ladysmith | Virginia Electric & Power Co |  | 38.0722 | -77.5133 | Woodford | Caroline | Virginia | 22580 | 8063 Cedon Road | 783 | 0 | Gas natural |  | 0 | 783 | 0 | 0 | 0 | 0 | 0 | 0 | 0 | 0 | 0 | 0 | EIA-860, EIA-860M and EIA-923 | 201603
Estados Unidos | Pleasant Valley (MN) | Great River Energy |  | 43.7994 | -92.6829 | Dexter | Mower | Minnesota | 55926 | 68435 310th Street | 441.9 | 0 | Gas natural |  | 0 | 441.9 | 0 | 0 | 0 | 0 | 0 | 0 | 0 | 0 | 0 | 0 | EIA-860, EIA-860M and EIA-923 | 201603
Estados Unidos | Lagoon Creek | Tennessee Valley Authority |  | 35.6578 | -89.3964 | Brownsville | Haywood | Tennessee | 38012 | 615 Elm Tree Rd. | 1407 | 0 | Gas natural |  | 0 | 1407 | 0 | 0 | 0 | 0 | 0 | 0 | 0 | 0 | 0 | 0 | EIA-860, EIA-860M and EIA-923 | 201603
Estados Unidos | Brandy Branch | JEA |  | 30.3206 | -81.9472 | Baldwin | Duval | Florida | 32234 | 15701 W. Beaver St. | 660.8 | 0 | Gas natural |  | 0 | 660.8 | 0 | 0 | 0 | 0 | 0 | 0 | 0 | 0 | 0 | 0 | EIA-860, EIA-860M and EIA-923 | 201603
Estados Unidos | Holden | Associated Electric Coop, Inc |  | 38.7538 | -93.9983 | Holden | Johnson | Missouri | 64040 | 100 SW Route 131 | 210 | 0 | Gas natural |  | 0 | 210 | 0 | 0 | 0 | 0 | 0 | 0 | 0 | 0 | 0 | 0 | EIA-860, EIA-860M and EIA-923 | 201603
Estados Unidos | MEPI GT Facility | Midwest Electric Power Inc |  | 37.2175 | -88.8661 | Joppa | Massac | Illinois | 62953 | 2200 Portland Road | 239 | 0 | Gas natural |  | 0 | 239 | 0 | 0 | 0 | 0 | 0 | 0 | 0 | 0 | 0 | 0 | EIA-860, EIA-860M and EIA-923 | 201603
Estados Unidos | Encogen | Puget Sound Energy Inc |  | 48.746 | -122.486 | Bellingham | Whatcom | Washington | 98225 | 915 Cornwall Ave | 159.4 | 0 | Gas natural |  | 0 | 159.4 | 0 | 0 | 0 | 0 | 0 | 0 | 0 | 0 | 0 | 0 | EIA-860, EIA-860M and EIA-923 | 201603
Estados Unidos | Robert P Mone Plant | National Power Coop Inc |  | 40.9297 | -84.7392 | Convoy | Van Wert | Ohio | 45832 | 4406 Mentzer Rd. | 435 | 0 | Gas natural |  | 0 | 435 | 0 | 0 | 0 | 0 | 0 | 0 | 0 | 0 | 0 | 0 | EIA-860, EIA-860M and EIA-923 | 201603
Estados Unidos | H L Culbreath Bayside Power Station | Tampa Electric Co |  | 27.9072 | -82.4231 | Tampa | Hillsborough | Florida | 33619 | 3602 Port Sutton Road | 1854 | 0 | Gas natural |  | 0 | 1854 | 0 | 0 | 0 | 0 | 0 | 0 | 0 | 0 | 0 | 0 | EIA-860, EIA-860M and EIA-923 | 201603
Estados Unidos | Terry Bundy Generating Station | Lincoln Electric System |  | 40.9097 | -96.6131 | Lincoln | Lancaster | Nebraska | 68517 | 7707 Bluff Road | 176.2 | 4.8 | Gas natural | Biomasa | 0 | 169.6 | 1.8 | 0 | 0 | 0 | 0 | 0 | 0 | 0 | 4.8 | 0 | EIA-860, EIA-860M and EIA-923 | 201603
Estados Unidos | E B Harris Electric Generating Plant | Southern Power Co |  | 32.3814 | -86.5744 | Autaugaville | Autauga | Alabama | 36067 | 600 County Road 41 | 1273.8 | 0 | Gas natural |  | 0 | 1273.8 | 0 | 0 | 0 | 0 | 0 | 0 | 0 | 0 | 0 | 0 | EIA-860, EIA-860M and EIA-923 | 201603
Estados Unidos | Sand Hill | Austin Energy |  | 30.2098 | -97.6129 | Austin | Travis | Texas | 78617 | 13005 Fallwell Ln. | 595.8 | 0 | Gas natural |  | 0 | 595.8 | 0 | 0 | 0 | 0 | 0 | 0 | 0 | 0 | 0 | 0 | EIA-860, EIA-860M and EIA-923 | 201603
Estados Unidos | Pirkey | Southwestern Electric Power Co |  | 32.4607 | -94.4852 | Hallsville | Harrison | Texas | 75650 | 2396 FM Rd 3251 | 721 | 0 | Carbón |  | 721 | 0 | 0 | 0 | 0 | 0 | 0 | 0 | 0 | 0 | 0 | 0 | EIA-860, EIA-860M and EIA-923 | 201603
Estados Unidos | McCartney | City Utilities of Springfield - (MO) |  | 37.2484 | -93.1708 | Strafford | Greene | Missouri | 65757 | 5701 E. Farm Road 112 | 100 | 0 | Gas natural |  | 0 | 100 | 0 | 0 | 0 | 0 | 0 | 0 | 0 | 0 | 0 | 0 | EIA-860, EIA-860M and EIA-923 | 201603
Estados Unidos | Pine Flat | Kings River Conservation Dist |  | 36.8326 | -119.327 | Piedra | Fresno | California | 93649 | 27709 Pine Flat Road | 165 | 165 | Hidroeléctrica | Hidroeléctrica | 0 | 0 | 0 | 0 | 165 | 0 | 0 | 0 | 0 | 0 | 0 | 0 | EIA-860, EIA-860M and EIA-923 | 201603
Estados Unidos | Talbot County Energy | Oglethorpe Power Corporation |  | 32.5892 | -84.6917 | Box Springs | Talbot | Georgia | 31801 | 9125 Cartledge Rd | 576.6 | 0 | Gas natural |  | 0 | 576.6 | 0 | 0 | 0 | 0 | 0 | 0 | 0 | 0 | 0 | 0 | EIA-860, EIA-860M and EIA-923 | 201603
Estados Unidos | Chattahoochee Energy Facility | Oglethorpe Power Corporation |  | 33.4072 | -85.0386 | Franklin | Heard | Georgia | 30217 | 3461 Hollingswarth Ferry Rd | 445.5 | 0 | Gas natural |  | 0 | 445.5 | 0 | 0 | 0 | 0 | 0 | 0 | 0 | 0 | 0 | 0 | EIA-860, EIA-860M and EIA-923 | 201603
Estados Unidos | Lakefield Junction | Great River Energy |  | 43.7984 | -94.8415 | Trimont | Martin | Minnesota | 56176 | 2159 20th Avenue | 515.6 | 0 | Gas natural |  | 0 | 513.6 | 2 | 0 | 0 | 0 | 0 | 0 | 0 | 0 | 0 | 0 | EIA-860, EIA-860M and EIA-923 | 201603
Estados Unidos | West Gardner | Kansas City Power & Light Co |  | 38.7875 | -94.9861 | Johnson | Johnson | Kansas | 66021 | 18827 Dillie Road | 311.1 | 0 | Gas natural |  | 0 | 311.1 | 0 | 0 | 0 | 0 | 0 | 0 | 0 | 0 | 0 | 0 | EIA-860, EIA-860M and EIA-923 | 201603
Estados Unidos | Coyote Springs II | Avista Corp |  | 45.848 | -119.674 | Boardman | Morrow | Oregon | 97818 | 200 Ullman Blvd | 242.7 | 0 | Gas natural |  | 0 | 242.7 | 0 | 0 | 0 | 0 | 0 | 0 | 0 | 0 | 0 | 0 | EIA-860, EIA-860M and EIA-923 | 201603
Estados Unidos | Wansley Unit 9 | Municipal Electric Authority |  | 33.4083 | -85.0403 | Franklin | Heard | Georgia | 30217 | 3461 Hollingsworth Ferry Rd | 493.4 | 0 | Gas natural |  | 0 | 493.4 | 0 | 0 | 0 | 0 | 0 | 0 | 0 | 0 | 0 | 0 | EIA-860, EIA-860M and EIA-923 | 201603
Estados Unidos | Lawrence County Station | Hoosier Energy R E C, Inc |  | 38.8003 | -86.4511 | Mitchell | Lawrence | Indiana | 47446 | 1000 S. Old Palestine Road | 264.1 | 0 | Gas natural |  | 0 | 264.1 | 0 | 0 | 0 | 0 | 0 | 0 | 0 | 0 | 0 | 0 | EIA-860, EIA-860M and EIA-923 | 201603
Estados Unidos | Evander Andrews Power Complex | Idaho Power Co |  | 43.1792 | -115.734 | Mountain Home | Elmore | Idaho | 83647 | 1862 NW Mashburn Road | 261.5 | 0 | Gas natural |  | 0 | 261.5 | 0 | 0 | 0 | 0 | 0 | 0 | 0 | 0 | 0 | 0 | EIA-860, EIA-860M and EIA-923 | 201603
Estados Unidos | Kemper County | Tennessee Valley Authority |  | 32.7976 | -88.606 | De Kalb | Kemper | Mississippi | 39328 | 221 Mark Cobb Rd. | 293.2 | 0 | Gas natural |  | 0 | 293.2 | 0 | 0 | 0 | 0 | 0 | 0 | 0 | 0 | 0 | 0 | EIA-860, EIA-860M and EIA-923 | 201603
Estados Unidos | Peno Creek | Union Electric Co - (MO) |  | 39.3531 | -91.2295 | Bowling Green | Pike | Missouri | 63334 | 16303 Pike 43 | 188 | 0 | Gas natural |  | 0 | 188 | 0 | 0 | 0 | 0 | 0 | 0 | 0 | 0 | 0 | 0 | EIA-860, EIA-860M and EIA-923 | 201603
Estados Unidos | Sumpter | Wolverine Power Supply Coop |  | 42.167 | -83.5318 | Belleville | Wayne | Michigan | 48111 | 8509 Rawsonville Road | 308.4 | 0 | Gas natural |  | 0 | 308.4 | 0 | 0 | 0 | 0 | 0 | 0 | 0 | 0 | 0 | 0 | EIA-860, EIA-860M and EIA-923 | 201603
Estados Unidos | Pyramid | Tri-State G & T Assn, Inc |  | 32.2363 | -108.549 | Lordsburg | Hidalgo | New Mexico | 88045 | 53 Ramos Farms Road | 158 | 0 | Gas natural |  | 0 | 158 | 0 | 0 | 0 | 0 | 0 | 0 | 0 | 0 | 0 | 0 | EIA-860, EIA-860M and EIA-923 | 201603
Estados Unidos | Mill Creek (SC) | Duke Energy Carolinas, LLC |  | 35.1597 | -81.4306 | Blacksburg | Cherokee | South Carolina | 29702 | 317 Elm Road | 595.2 | 0 | Gas natural |  | 0 | 595.2 | 0 | 0 | 0 | 0 | 0 | 0 | 0 | 0 | 0 | 0 | EIA-860, EIA-860M and EIA-923 | 201603
Estados Unidos | Greater Des Moines | MidAmerican Energy Co |  | 41.5563 | -93.5283 | Pleasant Hill | Polk | Iowa | 50317 | 4401A Carlisle Rd. | 492.6 | 0 | Gas natural |  | 0 | 492.6 | 0 | 0 | 0 | 0 | 0 | 0 | 0 | 0 | 0 | 0 | EIA-860, EIA-860M and EIA-923 | 201603
Estados Unidos | Silver Creek | South Mississippi El Pwr Assn |  | 31.6004 | -89.9468 | Prentiss | Jefferson Davis | Mississippi | 39474 | 217 Moses Lane | 225 | 0 | Gas natural |  | 0 | 225 | 0 | 0 | 0 | 0 | 0 | 0 | 0 | 0 | 0 | 0 | EIA-860, EIA-860M and EIA-923 | 201603
Estados Unidos | Sylvarena | South Mississippi El Pwr Assn |  | 31.9821 | -89.4127 | Raleigh | Smith | Mississippi | 39153 | 3012 Smith County Road 97 | 129 | 0 | Gas natural |  | 0 | 129 | 0 | 0 | 0 | 0 | 0 | 0 | 0 | 0 | 0 | 0 | EIA-860, EIA-860M and EIA-923 | 201603
Estados Unidos | West Campus Cogeneration Facility | Madison Gas & Electric Co |  | 43.0751 | -89.4251 | Madison | Dane | Wisconsin | 53701 | 515 Walnut Street | 119.7 | 0 | Gas natural |  | 0 | 119.7 | 0 | 0 | 0 | 0 | 0 | 0 | 0 | 0 | 0 | 0 | EIA-860, EIA-860M and EIA-923 | 201603
Estados Unidos | Grays Harbor Energy Facility | Invenergy Services LLC |  | 46.9692 | -123.48 | Elma | Grays Harbor | Washington | 98541 | 401 Keys Road | 637 | 0 | Gas natural |  | 0 | 637 | 0 | 0 | 0 | 0 | 0 | 0 | 0 | 0 | 0 | 0 | EIA-860, EIA-860M and EIA-923 | 201603
Estados Unidos | Beatrice | Nebraska Public Power District |  | 40.3302 | -96.8082 | Beatrice | Gage | Nebraska | 68310 | 20261 SW 61st Rd | 220 | 0 | Gas natural |  | 0 | 220 | 0 | 0 | 0 | 0 | 0 | 0 | 0 | 0 | 0 | 0 | EIA-860, EIA-860M and EIA-923 | 201603
Estados Unidos | Newington | Public Service Co of NH |  | 43.1 | -70.7908 | Newington | Rockingham | New Hampshire | 03801 | Gosling Rd. | 400.2 | 0 | Petróleo |  | 0 | 0 | 400.2 | 0 | 0 | 0 | 0 | 0 | 0 | 0 | 0 | 0 | EIA-860, EIA-860M and EIA-923 | 201603
Estados Unidos | Bear Swamp | Bear Swamp Power Company LLC |  | 42.6839 | -72.9599 | Florida | Berkshire | Massachusetts | 01247 | River Road | 600 | 600 | Bombeo hidráulico | Bombeo hidráulico | 0 | 0 | 0 | 0 | 0 | 600 | 0 | 0 | 0 | 0 | 0 | 0 | EIA-860, EIA-860M and EIA-923 | 201603
Estados Unidos | Roseton Generating Facility | CCI Roseton LLC |  | 41.5738 | -73.9663 | Newsburgh | Orange | New York | 12550 | 992 River Road | 1196.5 | 0 | Gas natural |  | 0 | 1196.5 | 0 | 0 | 0 | 0 | 0 | 0 | 0 | 0 | 0 | 0 | EIA-860, EIA-860M and EIA-923 | 201603
Estados Unidos | Holtsville | National Grid Generation LLC |  | 40.817 | -73.0663 | Holtsville | Suffolk | New York | 11742 | 180A Morris Ave | 532.3 | 0 | Petróleo |  | 0 | 0 | 532.3 | 0 | 0 | 0 | 0 | 0 | 0 | 0 | 0 | 0 | EIA-860, EIA-860M and EIA-923 | 201603
Estados Unidos | Three Mile Island | Exelon Nuclear |  | 40.1515 | -76.7232 | Middletown | Dauphin | Pennsylvania | 17057 | PO Box 480 | 802.8 | 0 | Nuclear |  | 0 | 0 | 0 | 0 | 0 | 0 | 802.8 | 0 | 0 | 0 | 0 | 0 | EIA-860, EIA-860M and EIA-923 | 201603
Estados Unidos | Croydon CT Generating Station | Exelon Power |  | 40.08 | -74.8917 | Bristol Twp. | Bucks | Pennsylvania | 19020 | 955 River Rd. | 392 | 0 | Petróleo |  | 0 | 0 | 392 | 0 | 0 | 0 | 0 | 0 | 0 | 0 | 0 | 0 | EIA-860, EIA-860M and EIA-923 | 201603
Estados Unidos | Columbia (WI) | Wisconsin Power & Light Co |  | 43.4864 | -89.4203 | Pardeville | Columbia | Wisconsin | 53954 | W8375 Murray Rd | 1114.9 | 0 | Carbón |  | 1114.9 | 0 | 0 | 0 | 0 | 0 | 0 | 0 | 0 | 0 | 0 | 0 | EIA-860, EIA-860M and EIA-923 | 201603
Estados Unidos | Blue Lake | Northern States Power Co - Minnesota |  | 44.7855 | -93.4315 | Shakopee | Scott | Minnesota | 55379 | 1200 70th St | 453 | 0 | Gas natural |  | 0 | 300 | 153 | 0 | 0 | 0 | 0 | 0 | 0 | 0 | 0 | 0 | EIA-860, EIA-860M and EIA-923 | 201603
Estados Unidos | Sycamore (IA) | MidAmerican Energy Co |  | 41.6722 | -93.6769 | Johnston | Polk | Iowa | 50323 | 6141 NW Beaver Dr. | 148.5 | 0 | Gas natural |  | 0 | 148.5 | 0 | 0 | 0 | 0 | 0 | 0 | 0 | 0 | 0 | 0 | EIA-860, EIA-860M and EIA-923 | 201603
Estados Unidos | Emery Station | Interstate Power and Light Co |  | 43.094 | -93.2922 | Clear Lake | Cerro Gordo | Iowa | 50428 | 11295 230th St | 509.8 | 0 | Gas natural |  | 0 | 509.8 | 0 | 0 | 0 | 0 | 0 | 0 | 0 | 0 | 0 | 0 | EIA-860, EIA-860M and EIA-923 | 201603
Estados Unidos | Cooper Nuclear Station | Nebraska Public Power District |  | 40.3628 | -95.6408 | Brownville | Nemaha | Nebraska | 68321 | P.O. Box 98 | 764 | 0 | Nuclear |  | 0 | 0 | 0 | 0 | 0 | 0 | 764 | 0 | 0 | 0 | 0 | 0 | EIA-860, EIA-860M and EIA-923 | 201603
Estados Unidos | Belews Creek | Duke Energy Carolinas, LLC |  | 36.2811 | -80.0603 | Belews Creek | Stokes | North Carolina | 27052 | 3195 Pine Hall Road | 2220 | 0 | Carbón |  | 2220 | 0 | 0 | 0 | 0 | 0 | 0 | 0 | 0 | 0 | 0 | 0 | EIA-860, EIA-860M and EIA-923 | 201603
Estados Unidos | Anclote | Duke Energy Florida, Inc |  | 28.1844 | -82.7886 | Holiday | Pasco | Florida | 34691 | 1729 Baillies Bluff Road | 1041 | 0 | Gas natural |  | 0 | 1041 | 0 | 0 | 0 | 0 | 0 | 0 | 0 | 0 | 0 | 0 | EIA-860, EIA-860M and EIA-923 | 201603
Estados Unidos | Intercession City | Duke Energy Florida, Inc |  | 28.2628 | -81.5486 | Intercession City | Osceola | Florida | 33848 | 6525 Osceola-Polk Line Road | 841 | 0 | Gas natural |  | 0 | 555 | 286 | 0 | 0 | 0 | 0 | 0 | 0 | 0 | 0 | 0 | EIA-860, EIA-860M and EIA-923 | 201603
Estados Unidos | Gerald Andrus | Entergy Mississippi Inc |  | 33.35 | -91.1167 | Greenville | Washington | Mississippi | 38702 | Hwy. 82 West | 734.2 | 0 | Gas natural |  | 0 | 734.2 | 0 | 0 | 0 | 0 | 0 | 0 | 0 | 0 | 0 | 0 | EIA-860, EIA-860M and EIA-923 | 201603
Estados Unidos | Arkansas Nuclear One | Entergy Arkansas Inc |  | 35.311 | -93.2351 | Russellville | Pope | Arkansas | 72801 | 1448 STATE RD 333 | 1819.6 | 0 | Nuclear |  | 0 | 0 | 0 | 0 | 0 | 0 | 1819.6 | 0 | 0 | 0 | 0 | 0 | EIA-860, EIA-860M and EIA-923 | 201603
Estados Unidos | Waterford 1 & 2 | Entergy Louisiana LLC |  | 29.9989 | -90.4768 | Killona | St Charles | Louisiana | 70057 | 17705 River Road | 829 | 0 | Gas natural |  | 0 | 795.8 | 33.2 | 0 | 0 | 0 | 0 | 0 | 0 | 0 | 0 | 0 | EIA-860, EIA-860M and EIA-923 | 201603
Estados Unidos | Comanche (OK) | Public Service Co of Oklahoma |  | 34.5431 | -98.3244 | Lawton | Comanche | Oklahoma | 73501 | 6601 S.E. 60th St. | 264 | 0 | Gas natural |  | 0 | 260 | 4 | 0 | 0 | 0 | 0 | 0 | 0 | 0 | 0 | 0 | EIA-860, EIA-860M and EIA-923 | 201603
Estados Unidos | DeCordova Steam Electric Station | Luminant Generation Company LLC |  | 32.4031 | -97.7006 | Granbury | Hood | Texas | 76048 | 4950 Power Plant Court | 278 | 0 | Gas natural |  | 0 | 278 | 0 | 0 | 0 | 0 | 0 | 0 | 0 | 0 | 0 | 0 | EIA-860, EIA-860M and EIA-923 | 201603
Estados Unidos | Jim Bridger | PacifiCorp |  | 41.7378 | -108.787 | Point of Rocks | Sweetwater | Wyoming | 82942 | 35 Miles East of Rock Springs | 2111 | 0 | Carbón |  | 2111 | 0 | 0 | 0 | 0 | 0 | 0 | 0 | 0 | 0 | 0 | 0 | EIA-860, EIA-860M and EIA-923 | 201603
Estados Unidos | Santan | Salt River Project |  | 33.3325 | -111.75 | Gilbert | Maricopa | Arizona | 85296 | 1005 S. Val Vista Drive | 1227 | 0 | Gas natural |  | 0 | 1227 | 0 | 0 | 0 | 0 | 0 | 0 | 0 | 0 | 0 | 0 | EIA-860, EIA-860M and EIA-923 | 201603
Estados Unidos | Huntington | PacifiCorp |  | 39.3792 | -111.078 | Huntington | Emery | Utah | 84528 | Hwy 31, 10 mi W Huntington | 909 | 0 | Carbón |  | 909 | 0 | 0 | 0 | 0 | 0 | 0 | 0 | 0 | 0 | 0 | 0 | EIA-860, EIA-860M and EIA-923 | 201603
Estados Unidos | Beaver | Portland General Electric Co |  | 46.1724 | -123.174 | Clatskanie | Columbia | Oregon | 97016 | 80997 Kallunki Rd | 487 | 0 | Gas natural |  | 0 | 487 | 0 | 0 | 0 | 0 | 0 | 0 | 0 | 0 | 0 | 0 | EIA-860, EIA-860M and EIA-923 | 201603
Estados Unidos | General James M Gavin | AEP Generation Resources Inc |  | 38.9347 | -82.1158 | Cheshire | Gallia | Ohio | 45620 | Ohio Route 7 | 2598 | 0 | Carbón |  | 2598 | 0 | 0 | 0 | 0 | 0 | 0 | 0 | 0 | 0 | 0 | 0 | EIA-860, EIA-860M and EIA-923 | 201603
Estados Unidos | Ray D Nixon | City of Colorado Springs - (CO) |  | 38.6334 | -104.706 | Fountain | El Paso | Colorado | 80817 | 6598 Ray Nixon Rd | 268 | 0 | Carbón |  | 208 | 60 | 0 | 0 | 0 | 0 | 0 | 0 | 0 | 0 | 0 | 0 | EIA-860, EIA-860M and EIA-923 | 201603
Estados Unidos | Coyote | Otter Tail Power Co |  | 47.2214 | -101.816 | Beulah | Mercer | North Dakota | 58523 | 6240 13th Street SW | 427 | 0 | Carbón |  | 427 | 0 | 0 | 0 | 0 | 0 | 0 | 0 | 0 | 0 | 0 | 0 | EIA-860, EIA-860M and EIA-923 | 201603
Estados Unidos | Springerville | Tucson Electric Power Co |  | 34.3186 | -109.164 | Springerville | Apache | Arizona | 85938 | County Road #4162 | 1638.4 | 13.4 | Carbón | Solar | 1625 | 0 | 0 | 0 | 0 | 0 | 0 | 13.4 | 0 | 0 | 0 | 0 | EIA-860, EIA-860M and EIA-923 | 201603
Estados Unidos | North Valmy | Sierra Pacific Power Co |  | 40.8813 | -117.152 | Valmy | Humboldt | Nevada | 89438 | I 80 Stonehouse Exit | 522 | 0 | Carbón |  | 522 | 0 | 0 | 0 | 0 | 0 | 0 | 0 | 0 | 0 | 0 | 0 | EIA-860, EIA-860M and EIA-923 | 201603
Estados Unidos | FirstEnergy Seneca | Seneca Generation LLC |  | 41.8389 | -79.0056 | Kinzua TWP | Warren | Pennsylvania | 16365 | 1211 Kinzua Rd, Rt 59 | 513 | 513 | Bombeo hidráulico | Bombeo hidráulico | 0 | 0 | 0 | 0 | 0 | 513 | 0 | 0 | 0 | 0 | 0 | 0 | EIA-860, EIA-860M and EIA-923 | 201603
Estados Unidos | Cheswick Power Plant | NRG Power Midwest LP |  | 40.5383 | -79.7906 | Cheswick | Allegheny | Pennsylvania | 15024 | P. O. Box 65 | 563 | 0 | Carbón |  | 563 | 0 | 0 | 0 | 0 | 0 | 0 | 0 | 0 | 0 | 0 | 0 | EIA-860, EIA-860M and EIA-923 | 201603
Estados Unidos | Glen Gardner | NRG REMA LLC |  | 40.6815 | -74.9207 | Glen Gardner | Hunterdon | New Jersey | 08826 | Rocky Run Road | 144 | 0 | Gas natural |  | 0 | 144 | 0 | 0 | 0 | 0 | 0 | 0 | 0 | 0 | 0 | 0 | EIA-860, EIA-860M and EIA-923 | 201603
Estados Unidos | Hoover Dam (AZ) | U S Bureau of Reclamation |  | 36.0155 | -114.738 | Boulder City | Mohave | Arizona | 86430 | n/a | 1039.7 | 1039.7 | Hidroeléctrica | Hidroeléctrica | 0 | 0 | 0 | 0 | 1039.7 | 0 | 0 | 0 | 0 | 0 | 0 | 0 | EIA-860, EIA-860M and EIA-923 | 201603
Estados Unidos | Astoria Generating Station | U S Power Generating Company LLC |  | 40.7877 | -73.9126 | Astoria | Queens | New York | 11105 | 18-01 20th Avenue | 1319.6 | 0 | Gas natural |  | 0 | 1319.6 | 0 | 0 | 0 | 0 | 0 | 0 | 0 | 0 | 0 | 0 | EIA-860, EIA-860M and EIA-923 | 201603
Estados Unidos | Indian Point 3 | Entergy Nuclear Indian Point 3 |  | 41.2706 | -73.9526 | Buchanan | Westchester | New York | 10511 | Broadway Bleakley Avenue | 1034.8 | 0 | Nuclear |  | 0 | 0 | 0 | 0 | 0 | 0 | 1034.8 | 0 | 0 | 0 | 0 | 0 | EIA-860, EIA-860M and EIA-923 | 201603
Estados Unidos | WestRock-West Point Mill | WestRock-West Point Mill |  | 37.5392 | -76.8053 | West Point | King William | Virginia | 23181 | 1901 Main Street | 101 | 101 | Biomasa | Biomasa | 0 | 0 | 0 | 0 | 0 | 0 | 0 | 0 | 0 | 0 | 101 | 0 | EIA-860, EIA-860M and EIA-923 | 201603
Estados Unidos | RED-Rochester, LLC | RED-Rochester, LLC |  | 43.1989 | -77.6319 | Rochester | Monroe | New York | 14615 | 1200 Ridgeway Ave, Suite 2121 | 132.5 | 0.4 | Carbón | Hidroeléctrica | 132.1 | 0 | 0 | 0 | 0.4 | 0 | 0 | 0 | 0 | 0 | 0 | 0 | EIA-860, EIA-860M and EIA-923 | 201603
Estados Unidos | NRG Energy Center Dover | NRG Energy Center Dover LLC |  | 39.1495 | -75.5473 | Dover | Kent | Delaware | 19904 | 1280 W. North Street | 104 | 0 | Gas natural |  | 0 | 104 | 0 | 0 | 0 | 0 | 0 | 0 | 0 | 0 | 0 | 0 | EIA-860, EIA-860M and EIA-923 | 201603
Estados Unidos | Gilroy Power Plant | Calpine Gilroy Cogen LP |  | 37.0001 | -121.537 | Gilroy | Santa Clara | California | 95020 | 1400 Pacheco Pass Hwy | 115 | 0 | Gas natural |  | 0 | 115 | 0 | 0 | 0 | 0 | 0 | 0 | 0 | 0 | 0 | 0 | EIA-860, EIA-860M and EIA-923 | 201603
Estados Unidos | Logan Generating Company LP | US Operating Services Company |  | 39.7928 | -75.4067 | Swedesboro | Gloucester | New Jersey | 08085 | 76 Route 130 | 219 | 0 | Carbón |  | 219 | 0 | 0 | 0 | 0 | 0 | 0 | 0 | 0 | 0 | 0 | 0 | EIA-860, EIA-860M and EIA-923 | 201603
Estados Unidos | Portsmouth Genco LLC | Portsmouth Operating Services LLC |  | 36.8702 | -76.3529 | Portsmouth | Portsmouth City | Virginia | 23703 | One Wild Duck Lane | 115 | 0 | Carbón |  | 115 | 0 | 0 | 0 | 0 | 0 | 0 | 0 | 0 | 0 | 0 | 0 | EIA-860, EIA-860M and EIA-923 | 201603
Estados Unidos | Taconite Harbor Energy Center | ALLETE, Inc. |  | 47.5314 | -90.9114 | Schroeder | Cook | Minnesota | 55613 | 8124 W. HWY 61 | 154.9 | 0 | Carbón |  | 154.9 | 0 | 0 | 0 | 0 | 0 | 0 | 0 | 0 | 0 | 0 | 0 | EIA-860, EIA-860M and EIA-923 | 201603
Estados Unidos | Pedricktown Cogeneration Company LP | Pedricktown Cogeneration Company LP |  | 39.7668 | -75.4238 | Pedricktown | Salem | New Jersey | 08067 | 143 Highway 130 | 117.3 | 0 | Gas natural |  | 0 | 117.3 | 0 | 0 | 0 | 0 | 0 | 0 | 0 | 0 | 0 | 0 | EIA-860, EIA-860M and EIA-923 | 201603
Estados Unidos | Colver Power Project | Inter-Power/AhlCon Partners, L.P. |  | 40.55 | -78.8 | Colver | Cambria | Pennsylvania | 15927 | 141 Interpower Drive | 110 | 0 | Carbón |  | 110 | 0 | 0 | 0 | 0 | 0 | 0 | 0 | 0 | 0 | 0 | 0 | EIA-860, EIA-860M and EIA-923 | 201603
Estados Unidos | Escanaba Mill | Verso Corp Escanaba Paper Co |  | 45.8044 | -87.0891 | Escanaba | Delta | Michigan | 49829 | 7100 County 426 M-5 Road | 100 | 100 | Biomasa | Biomasa | 0 | 0 | 0 | 0 | 0 | 0 | 0 | 0 | 0 | 0 | 100 | 0 | EIA-860, EIA-860M and EIA-923 | 201603
Estados Unidos | El Segundo Cogen | Chevron USA Inc-El Sequndo |  | 33.9058 | -118.403 | El Segundo | Los Angeles | California | 90245 | 324 West El Segundo Blvd. | 171.6 | 0 | Gas natural |  | 0 | 171.6 | 0 | 0 | 0 | 0 | 0 | 0 | 0 | 0 | 0 | 0 | EIA-860, EIA-860M and EIA-923 | 201603
Estados Unidos | ArcelorMittal Burns Harbor | ArcelorMittal Burns Harbor Inc |  | 41.635 | -87.1387 | Burns Harbor | Porter | Indiana | 46304 | US Highway 12 | 174.7 | 0 | Otros |  | 0 | 0 | 0 | 174.7 | 0 | 0 | 0 | 0 | 0 | 0 | 0 | 0 | EIA-860, EIA-860M and EIA-923 | 201603
Estados Unidos | King City Power Plant | Calpine King City Cogen LLC |  | 36.225 | -121.128 | King City | Monterey | California | 93930 | 750 Metz Rd | 111 | 0 | Gas natural |  | 0 | 111 | 0 | 0 | 0 | 0 | 0 | 0 | 0 | 0 | 0 | 0 | EIA-860, EIA-860M and EIA-923 | 201603
Estados Unidos | Bayou Cogen Plant | Air Liquide Large Industries U S LP |  | 29.6225 | -95.0458 | Pasadena | Harris | Texas | 77507 | 11777 Bay Area Blvd | 290 | 0 | Gas natural |  | 0 | 290 | 0 | 0 | 0 | 0 | 0 | 0 | 0 | 0 | 0 | 0 | EIA-860, EIA-860M and EIA-923 | 201603
Estados Unidos | Bellingham Cogeneration Facility | Northeast Energy Associates LP |  | 42.0925 | -71.4833 | Bellingham | Norfolk | Massachusetts | 02019 | 92 Depot Street | 264 | 0 | Gas natural |  | 0 | 264 | 0 | 0 | 0 | 0 | 0 | 0 | 0 | 0 | 0 | 0 | EIA-860, EIA-860M and EIA-923 | 201603
Estados Unidos | Sayreville Cogeneration Facility | North Jersey Energy Assoc LP |  | 40.439 | -74.3444 | Sayreville | Middlesex | New Jersey | 08872 | 601 Jernee Mill Road | 292 | 0 | Gas natural |  | 0 | 292 | 0 | 0 | 0 | 0 | 0 | 0 | 0 | 0 | 0 | 0 | EIA-860, EIA-860M and EIA-923 | 201603
Estados Unidos | Foster Wheeler Martinez | Foster Wheeler Power Sys Inc |  | 38.0244 | -122.059 | Martinez | Contra Costa | California | 94553 | 550 Solano Way | 103.5 | 0 | Gas natural |  | 0 | 103.5 | 0 | 0 | 0 | 0 | 0 | 0 | 0 | 0 | 0 | 0 | EIA-860, EIA-860M and EIA-923 | 201603
Estados Unidos | Savannah River Mill | Georgia-Pacific Consr Prods LP-Savannah |  | 32.3313 | -81.2015 | Rincon | Effingham | Georgia | 31326 | 437 Old Augusta Road | 126.6 | 0 | Petróleo |  | 0 | 42.8 | 83.8 | 0 | 0 | 0 | 0 | 0 | 0 | 0 | 0 | 0 | EIA-860, EIA-860M and EIA-923 | 201603
Estados Unidos | CPI USA NC Southport | CPI USA NC Southport LLC |  | 33.9444 | -78.0118 | Southport | Brunswick | North Carolina | 28461 | 1281 Powerhouse Dr. S.E. | 107 | 0 | Otros |  | 0 | 0 | 0 | 107 | 0 | 0 | 0 | 0 | 0 | 0 | 0 | 0 | EIA-860, EIA-860M and EIA-923 | 201603
Estados Unidos | Edgecombe Genco LLC | Edgecombe Operating Services LLC |  | 36.0373 | -77.7533 | Battleboro | Edgecombe | North Carolina | 27809 | 6358 Old Battleboro Rd. 27809 | 115.6 | 0 | Carbón |  | 115.6 | 0 | 0 | 0 | 0 | 0 | 0 | 0 | 0 | 0 | 0 | 0 | EIA-860, EIA-860M and EIA-923 | 201603
Estados Unidos | Mosaic New Wales Operations | Mosaic Fertilizer LLC |  | 27.8336 | -82.0519 | Mulberry | Polk | Florida | 33860 | 3095 CR 640 West | 112 | 0 | Otros |  | 0 | 0 | 0 | 112 | 0 | 0 | 0 | 0 | 0 | 0 | 0 | 0 | EIA-860, EIA-860M and EIA-923 | 201603
Estados Unidos | ExxonMobil Baytown Refinery | Exxon Mobil Refining and Supply Co. |  | 29.7535 | -94.9973 | Baytown | Harris | Texas | 77520 | Decker Drive | 141.5 | 0 | Gas natural |  | 0 | 134 | 0 | 7.5 | 0 | 0 | 0 | 0 | 0 | 0 | 0 | 0 | EIA-860, EIA-860M and EIA-923 | 201603
Estados Unidos | Kern River Cogeneration | Kern River Cogeneration Co |  | 35.4515 | -118.985 | Bakersfield | Kern | California | 93380 | SW China Grade Loop | 288 | 0 | Gas natural |  | 0 | 288 | 0 | 0 | 0 | 0 | 0 | 0 | 0 | 0 | 0 | 0 | EIA-860, EIA-860M and EIA-923 | 201603
Estados Unidos | Formosa Utility Venture Ltd | Formosa Plastics Corp |  | 28.6917 | -96.5417 | Point Comfort | Calhoun | Texas | 77978 | 201 Formosa Drive | 597.3 | 0 | Gas natural |  | 0 | 597.3 | 0 | 0 | 0 | 0 | 0 | 0 | 0 | 0 | 0 | 0 | EIA-860, EIA-860M and EIA-923 | 201603
Estados Unidos | Chambers Cogeneration LP | US Operating Services Company |  | 39.6935 | -75.4858 | Carneys Point | Salem | New Jersey | 08069 | 500 Shell Rd. | 244 | 0 | Carbón |  | 244 | 0 | 0 | 0 | 0 | 0 | 0 | 0 | 0 | 0 | 0 | 0 | EIA-860, EIA-860M and EIA-923 | 201603
Estados Unidos | Georgia-Pacific Port Hudson | Georgia-Pacific Cons Op LLC Port Hudson |  | 30.6547 | -91.28 | Zachary | East Baton Rouge | Louisiana | 70791 | 1000 W Mount Pleasant Rd | 127.7 | 67.7 | Biomasa | Biomasa | 0 | 0 | 60 | 0 | 0 | 0 | 0 | 0 | 0 | 0 | 67.7 | 0 | EIA-860, EIA-860M and EIA-923 | 201603
Estados Unidos | Hopewell Cogeneration | GDF Suez NA - Hopewell |  | 37.2917 | -77.2811 | Hopewell | Prince George | Virginia | 23860 | 1114 Hercules Road | 348.3 | 0 | Gas natural |  | 0 | 348.3 | 0 | 0 | 0 | 0 | 0 | 0 | 0 | 0 | 0 | 0 | EIA-860, EIA-860M and EIA-923 | 201603
Estados Unidos | AES Shady Point LLC | AES Shady Point LLC |  | 35.1931 | -94.6458 | Panama | Le Flore | Oklahoma | 74951 | PO Box 1740 | 320 | 0 | Carbón |  | 320 | 0 | 0 | 0 | 0 | 0 | 0 | 0 | 0 | 0 | 0 | 0 | EIA-860, EIA-860M and EIA-923 | 201603
Estados Unidos | Cedar Bay Generating Company LP | Cedar Bay Operating Services LLC |  | 30.4225 | -81.6064 | Jacksonville | Duval | Florida | 32218 | 9640 Eastport Road | 250 | 0 | Carbón |  | 250 | 0 | 0 | 0 | 0 | 0 | 0 | 0 | 0 | 0 | 0 | 0 | EIA-860, EIA-860M and EIA-923 | 201603
Estados Unidos | AES Hawaii | AES Hawaii Inc |  | 21.3034 | -158.107 | Kapolei | Honolulu | Hawaii | 96707 | 91-086 Kaomi Loop | 180 | 0 | Carbón |  | 180 | 0 | 0 | 0 | 0 | 0 | 0 | 0 | 0 | 0 | 0 | 0 | EIA-860, EIA-860M and EIA-923 | 201603
Estados Unidos | AES Warrior Run Cogeneration Facility | AES WR Ltd Partnership |  | 39.5952 | -78.7453 | Cumberland | Allegany | Maryland | 21502 | 11600 Mexico Farms Rd, S.E. | 180 | 0 | Carbón |  | 180 | 0 | 0 | 0 | 0 | 0 | 0 | 0 | 0 | 0 | 0 | 0 | EIA-860, EIA-860M and EIA-923 | 201603
Estados Unidos | Brush Generation Facility | Colorado Energy Management |  | 40.2415 | -103.631 | Brush | Morgan | Colorado | 80723 | 1500 S Clayton | 292 | 0 | Gas natural |  | 0 | 292 | 0 | 0 | 0 | 0 | 0 | 0 | 0 | 0 | 0 | 0 | EIA-860, EIA-860M and EIA-923 | 201603
Estados Unidos | ExxonMobil Baytown Turbine | Exxon Mobil Refining and Supply Co. |  | 29.7591 | -95.0097 | Baytown | Harris | Texas | 77522 | 3525 Decker Drive | 297 | 0 | Gas natural |  | 0 | 297 | 0 | 0 | 0 | 0 | 0 | 0 | 0 | 0 | 0 | 0 | EIA-860, EIA-860M and EIA-923 | 201603
Estados Unidos | Selkirk Cogen | Selkirk Cogen Partners LP |  | 42.5744 | -73.8592 | Selkirk | Albany | New York | 12158 | 24 Power Park Drive | 355.9 | 0 | Gas natural |  | 0 | 355.9 | 0 | 0 | 0 | 0 | 0 | 0 | 0 | 0 | 0 | 0 | EIA-860, EIA-860M and EIA-923 | 201603
Estados Unidos | Masspower | Masspower |  | 42.1575 | -72.5225 | Indian Orchard | Hampden | Massachusetts | 01151 | 750 Worcester Street | 245 | 0 | Gas natural |  | 0 | 245 | 0 | 0 | 0 | 0 | 0 | 0 | 0 | 0 | 0 | 0 | EIA-860, EIA-860M and EIA-923 | 201603
Estados Unidos | Clear Lake Cogeneration Ltd | Clear Lake Cogeneration LP |  | 29.6255 | -95.067 | Pasadena | Harris | Texas | 77507 | 9602 Bayport | 362.4 | 0 | Gas natural |  | 0 | 362.4 | 0 | 0 | 0 | 0 | 0 | 0 | 0 | 0 | 0 | 0 | EIA-860, EIA-860M and EIA-923 | 201603
Estados Unidos | Midland Cogeneration Venture | Midland Cogeneration Venture |  | 43.5861 | -84.2242 | Midland | Midland | Michigan | 48640 | 100 Progress Place | 1864.6 | 0 | Gas natural |  | 0 | 1859.4 | 5.2 | 0 | 0 | 0 | 0 | 0 | 0 | 0 | 0 | 0 | EIA-860, EIA-860M and EIA-923 | 201603
Estados Unidos | Camden Plant Holding LLC | Morris Energy Operations Company, LLC |  | 39.9175 | -75.1192 | Camden | Camden | New Jersey | 08104 | 570 Chelton Ave | 145 | 0 | Gas natural |  | 0 | 145 | 0 | 0 | 0 | 0 | 0 | 0 | 0 | 0 | 0 | 0 | EIA-860, EIA-860M and EIA-923 | 201603
Estados Unidos | Las Vegas Generating Station | Nevada Power Co |  | 36.2319 | -115.122 | North Las Vegas | Clark | Nevada | 89030 | 1701 E Alexander RD | 282 | 0 | Gas natural |  | 0 | 282 | 0 | 0 | 0 | 0 | 0 | 0 | 0 | 0 | 0 | 0 | EIA-860, EIA-860M and EIA-923 | 201603
Estados Unidos | Sabine River Works | DuPont Sabine River Works |  | 30.0552 | -93.7579 | Orange | Orange | Texas | 77631 | F M 1006 | 507 | 0 | Gas natural |  | 0 | 507 | 0 | 0 | 0 | 0 | 0 | 0 | 0 | 0 | 0 | 0 | EIA-860, EIA-860M and EIA-923 | 201603
Estados Unidos | Silver Bay Power | Cleveland Cliffs Inc |  | 47.2866 | -91.2605 | Silver Bay | Lake | Minnesota | 55614 | 10 Outer Drive | 105 | 0 | Carbón |  | 105 | 0 | 0 | 0 | 0 | 0 | 0 | 0 | 0 | 0 | 0 | 0 | EIA-860, EIA-860M and EIA-923 | 201603
Estados Unidos | Archer Daniels Midland Clinton | Archer Daniels Midland Co |  | 41.8206 | -90.2097 | Clinton | Clinton | Iowa | 52732 | 1251 Beaver Channel Parkway | 180 | 0 | Carbón |  | 180 | 0 | 0 | 0 | 0 | 0 | 0 | 0 | 0 | 0 | 0 | 0 | EIA-860, EIA-860M and EIA-923 | 201603
Estados Unidos | Archer Daniels Midland Cedar Rapids | Archer Daniels Midland Co |  | 41.9221 | -91.6875 | Cedar Rapids | Linn | Iowa | 52406 | 1350 Waconia Ave SE | 260 | 0 | Carbón |  | 260 | 0 | 0 | 0 | 0 | 0 | 0 | 0 | 0 | 0 | 0 | 0 | EIA-860, EIA-860M and EIA-923 | 201603
Estados Unidos | Archer Daniels Midland Decatur | Archer Daniels Midland Co |  | 39.8701 | -88.8908 | Decatur | Macon | Illinois | 62521 | 4666 Faries Parkway | 335 | 0 | Carbón |  | 335 | 0 | 0 | 0 | 0 | 0 | 0 | 0 | 0 | 0 | 0 | 0 | EIA-860, EIA-860M and EIA-923 | 201603
Estados Unidos | Hazelton | Hazleton Generation LLC |  | 40.9282 | -76.0409 | Hazelton | Luzerne | Pennsylvania | 18202 | 120 Maplewood Drive | 145.6 | 0 | Gas natural |  | 0 | 145.6 | 0 | 0 | 0 | 0 | 0 | 0 | 0 | 0 | 0 | 0 | EIA-860, EIA-860M and EIA-923 | 201603
Estados Unidos | Pittsfield Generating LP | Pittsfield Generating Company, LP |  | 42.4564 | -73.2181 | Pittsfield | Berkshire | Massachusetts | 01201 | 235 Merrill Road | 151.4 | 0 | Gas natural |  | 0 | 151.4 | 0 | 0 | 0 | 0 | 0 | 0 | 0 | 0 | 0 | 0 | EIA-860, EIA-860M and EIA-923 | 201603
Estados Unidos | Linden Cogen Plant | EFS Cogen Holdings I LLC |  | 40.6322 | -74.2156 | Linden | Union | New Jersey | 07036 | RR & Chemico Ave | 906.8 | 0 | Gas natural |  | 0 | 906.8 | 0 | 0 | 0 | 0 | 0 | 0 | 0 | 0 | 0 | 0 | EIA-860, EIA-860M and EIA-923 | 201603
Estados Unidos | Houston Chemical Complex Battleground | Oxy Vinyls LP |  | 29.7314 | -95.0839 | Houston | Harris | Texas | 77046 | 2800 Battleground Rd | 263 | 0 | Gas natural |  | 0 | 263 | 0 | 0 | 0 | 0 | 0 | 0 | 0 | 0 | 0 | 0 | EIA-860, EIA-860M and EIA-923 | 201603
Estados Unidos | Calistoga Power Plant | Geysers Power Co LLC |  | 38.7879 | -122.743 | Middletown | Lake | California | 95461 | 10350 Socrates Mine Road | 100 | 100 | Geotérmica | Geotérmica | 0 | 0 | 0 | 0 | 0 | 0 | 0 | 0 | 0 | 100 | 0 | 0 | EIA-860, EIA-860M and EIA-923 | 201603
Estados Unidos | Paris Energy Center | Paris Generation LP |  | 33.6968 | -95.5577 | Paris | Lamar | Texas | 75460 | 301 Lake Crook Road | 236 | 0 | Gas natural |  | 0 | 236 | 0 | 0 | 0 | 0 | 0 | 0 | 0 | 0 | 0 | 0 | EIA-860, EIA-860M and EIA-923 | 201603
Estados Unidos | Hal C Weaver Power Plant | University of Texas at Austin |  | 30.2867 | -97.7356 | Austin | Travis | Texas | 78713 | 215 E 24th | 146.8 | 0 | Gas natural |  | 0 | 146.8 | 0 | 0 | 0 | 0 | 0 | 0 | 0 | 0 | 0 | 0 | EIA-860, EIA-860M and EIA-923 | 201603
Estados Unidos | Sycamore Cogeneration | Sycamore Cogeneration Co |  | 35.4526 | -118.985 | Bakersfield | Kern | California | 93380 | SW China Grade Loop | 300 | 0 | Gas natural |  | 0 | 300 | 0 | 0 | 0 | 0 | 0 | 0 | 0 | 0 | 0 | 0 | EIA-860, EIA-860M and EIA-923 | 201603
Estados Unidos | Union Carbide Seadrift Cogen | Union Carbide Corp-Seadrift |  | 28.5105 | -96.7706 | Seadrift | Calhoun | Texas | 77983 | Highway 185 | 168 | 0 | Gas natural |  | 0 | 168 | 0 | 0 | 0 | 0 | 0 | 0 | 0 | 0 | 0 | 0 | EIA-860, EIA-860M and EIA-923 | 201603
Estados Unidos | Dow St Charles Operations | Dow Chemical Co - St Charles |  | 29.9861 | -90.4414 | Taft | St Charles | Louisiana | 70057 | Highway 3142 | 270 | 0 | Gas natural |  | 0 | 270 | 0 | 0 | 0 | 0 | 0 | 0 | 0 | 0 | 0 | 0 | EIA-860, EIA-860M and EIA-923 | 201603
Estados Unidos | Weyerhaeuser Columbus MS | Weyerhaeuser Co |  | 33.3602 | -88.46 | Columbus | Lowndes | Mississippi | 39703 | 4335 Carson Road | 128.6 | 128.6 | Biomasa | Biomasa | 0 | 0 | 0 | 0 | 0 | 0 | 0 | 0 | 0 | 0 | 128.6 | 0 | EIA-860, EIA-860M and EIA-923 | 201603
Estados Unidos | Domtar Paper Co LLC Plymouth NC | Domtar Paper Company LLC |  | 35.8628 | -76.7831 | Plymouth | Martin | North Carolina | 27962 | NC Hwy 149 N | 146.1 | 146.1 | Biomasa | Biomasa | 0 | 0 | 0 | 0 | 0 | 0 | 0 | 0 | 0 | 0 | 146.1 | 0 | EIA-860, EIA-860M and EIA-923 | 201603
Estados Unidos | Watson Cogeneration | ARCO Products Co-Watson |  | 33.8166 | -118.245 | Carson | Los Angeles | California | 90749 | 22850 South Wilminton | 398 | 0 | Gas natural |  | 0 | 398 | 0 | 0 | 0 | 0 | 0 | 0 | 0 | 0 | 0 | 0 | EIA-860, EIA-860M and EIA-923 | 201603
Estados Unidos | Bucksport Generation LLC | Verso Bucksport LLC |  | 44.5738 | -68.8046 | Bucksport | Hancock | Maine | 04416 | River Road | 273.8 | 0 | Gas natural |  | 0 | 273.8 | 0 | 0 | 0 | 0 | 0 | 0 | 0 | 0 | 0 | 0 | EIA-860, EIA-860M and EIA-923 | 201603
Estados Unidos | Bethpage Power Plant | Calpine Eastern Corp |  | 40.7469 | -73.4994 | Hicksville | Nassau | New York | 11801 | 939 South Broadway | 184.4 | 0 | Gas natural |  | 0 | 184 | 0.4 | 0 | 0 | 0 | 0 | 0 | 0 | 0 | 0 | 0 | EIA-860, EIA-860M and EIA-923 | 201603
Estados Unidos | Shell Deer Park | Shell Oil Co-Deer Park |  | 29.7232 | -95.1289 | Deer Park | Harris | Texas | 77536 | PO Box 100 | 230 | 0 | Otros |  | 0 | 0 | 0 | 230 | 0 | 0 | 0 | 0 | 0 | 0 | 0 | 0 | EIA-860, EIA-860M and EIA-923 | 201603
Estados Unidos | Newark Bay Cogeneration Partnership LP | Newark Bay Cogeneration Partnership LP |  | 40.7197 | -74.13 | Newark | Essex | New Jersey | 07105 | 414-462 Avenue P | 120.2 | 0 | Gas natural |  | 0 | 120.2 | 0 | 0 | 0 | 0 | 0 | 0 | 0 | 0 | 0 | 0 | EIA-860, EIA-860M and EIA-923 | 201603
Estados Unidos | International Paper Savanna Mill | International Paper Co |  | 32.1004 | -81.1242 | Savannah | Chatham | Georgia | 31402 | West Lathrop | 153.9 | 82.7 | Biomasa | Biomasa | 0 | 71.2 | 0 | 0 | 0 | 0 | 0 | 0 | 0 | 0 | 82.7 | 0 | EIA-860, EIA-860M and EIA-923 | 201603
Estados Unidos | Somerset Plant | Sappi Fine Paper North America-Somerset |  | 44.7035 | -69.6474 | Skowhegan | Somerset | Maine | 04976 | 1329 Waterville Rd | 115 | 115 | Biomasa | Biomasa | 0 | 0 | 0 | 0 | 0 | 0 | 0 | 0 | 0 | 0 | 115 | 0 | EIA-860, EIA-860M and EIA-923 | 201603
Estados Unidos | Indeck Corinth Energy Center | Indeck-Corinth Ltd Partnership |  | 43.25 | -73.8125 | Corinth | Saratoga | New York | 12822 | 24 White Street | 131.1 | 0 | Gas natural |  | 0 | 131.1 | 0 | 0 | 0 | 0 | 0 | 0 | 0 | 0 | 0 | 0 | EIA-860, EIA-860M and EIA-923 | 201603
Estados Unidos | Procter & Gamble Mehoopany Mill | Procter & Gamble Ppr Prdts Co |  | 41.5743 | -76.0432 | Mehoopany | Wyoming | Pennsylvania | 18629 | Route 87 | 104.9 | 0 | Gas natural |  | 0 | 104.9 | 0 | 0 | 0 | 0 | 0 | 0 | 0 | 0 | 0 | 0 | EIA-860, EIA-860M and EIA-923 | 201603
Estados Unidos | Tennessee Eastman Operations | Eastman Chemical Co-TN Ops |  | 36.5219 | -82.5431 | Kingsport | Sullivan | Tennessee | 37662 | Eastman Road and Lincoln St | 194.3 | 0 | Carbón |  | 194.3 | 0 | 0 | 0 | 0 | 0 | 0 | 0 | 0 | 0 | 0 | 0 | EIA-860, EIA-860M and EIA-923 | 201603
Estados Unidos | PPG Riverside | Eagle 2 US LLC |  | 30.2242 | -93.2831 | Lake Charles | Calcasieu | Louisiana | 70602 | 1300 PPG Drive | 105 | 0 | Otros |  | 0 | 0 | 0 | 105 | 0 | 0 | 0 | 0 | 0 | 0 | 0 | 0 | EIA-860, EIA-860M and EIA-923 | 201603
Estados Unidos | PPG Powerhouse C | Eagle 2 US LLC |  | 30.2242 | -93.2831 | Lake Charles | Calcasieu | Louisiana | 70602 | 1300 PPG Drive | 303.2 | 0 | Gas natural |  | 0 | 303.2 | 0 | 0 | 0 | 0 | 0 | 0 | 0 | 0 | 0 | 0 | EIA-860, EIA-860M and EIA-923 | 201603
Estados Unidos | PPG Natrium Plant | PPG Industries Inc Natrium |  | 39.7475 | -80.8547 | New Martinsville | Marshall | West Virginia | 26155 | PO Box 191 | 123 | 0 | Carbón |  | 123 | 0 | 0 | 0 | 0 | 0 | 0 | 0 | 0 | 0 | 0 | 0 | EIA-860, EIA-860M and EIA-923 | 201603
Estados Unidos | Bayonne Plant Holding LLC | Morris Energy Operations Company, LLC |  | 40.6553 | -74.1124 | Bayonne | Hudson | New Jersey | 07002 | 10 Hook Road | 163 | 0 | Gas natural |  | 0 | 163 | 0 | 0 | 0 | 0 | 0 | 0 | 0 | 0 | 0 | 0 | EIA-860, EIA-860M and EIA-923 | 201603
Estados Unidos | Harbor Cogen | Harbor Cogeneration Co. |  | 33.7771 | -118.23 | Wilmington | Los Angeles | California | 90744 | 505 Pier B Street | 101.7 | 0 | Gas natural |  | 0 | 101.7 | 0 | 0 | 0 | 0 | 0 | 0 | 0 | 0 | 0 | 0 | EIA-860, EIA-860M and EIA-923 | 201603
Estados Unidos | Rosemary Power Station | Virginia Electric & Power Co |  | 36.4517 | -77.6594 | Roanoke Rapids | Halifax | North Carolina | 27870 | 120 W. 12th Street | 165 | 0 | Gas natural |  | 0 | 165 | 0 | 0 | 0 | 0 | 0 | 0 | 0 | 0 | 0 | 0 | EIA-860, EIA-860M and EIA-923 | 201603
Estados Unidos | Oklahoma Cogeneration Project | Oklahoma Cogeneration LLC |  | 35.4397 | -97.625 | Oklahoma City | Oklahoma | Oklahoma | 73179 | 7425 SW 29th Street | 111.4 | 0 | Gas natural |  | 0 | 111.4 | 0 | 0 | 0 | 0 | 0 | 0 | 0 | 0 | 0 | 0 | EIA-860, EIA-860M and EIA-923 | 201603
Estados Unidos | Eagle Point Power Generation | Eagle Point Power Generation LLC |  | 39.8746 | -75.1592 | Westville | Gloucester | New Jersey | 08093 | 1250 Crown Point Road | 210 | 0 | Gas natural |  | 0 | 210 | 0 | 0 | 0 | 0 | 0 | 0 | 0 | 0 | 0 | 0 | EIA-860, EIA-860M and EIA-923 | 201603
Estados Unidos | ExxonMobil Beaumont Refinery | ExxonMobil Oil Corp |  | 30.0636 | -94.0753 | Beaumont | Jefferson | Texas | 77701 | 1795 Burt St. | 610.6 | 0 | Gas natural |  | 0 | 605.6 | 0 | 5 | 0 | 0 | 0 | 0 | 0 | 0 | 0 | 0 | EIA-860, EIA-860M and EIA-923 | 201603
Estados Unidos | JM Shafer Generating Station | Tri-State G & T Assn, Inc |  | 40.0986 | -104.774 | Ft. Lupton | Weld | Colorado | 80621 | 6811 Weld County Road 31 | 263 | 0 | Gas natural |  | 0 | 263 | 0 | 0 | 0 | 0 | 0 | 0 | 0 | 0 | 0 | 0 | EIA-860, EIA-860M and EIA-923 | 201603
Estados Unidos | Altamont Pass Windplant | Kenetech Windpower Inc |  | 37.7341 | -121.652 | Livermore | Alameda | California | 94550 | 12050 Altamont Pass Road | 332.5 | 332.5 | Eólica | Eólica | 0 | 0 | 0 | 0 | 0 | 0 | 0 | 0 | 332.5 | 0 | 0 | 0 | EIA-860, EIA-860M and EIA-923 | 201603
Estados Unidos | Gary Works | United States Steel-Gary |  | 41.6224 | -87.3289 | Gary | Lake | Indiana | 46402 | 1 North Broadway | 161 | 0 | Otros |  | 0 | 0 | 0 | 161 | 0 | 0 | 0 | 0 | 0 | 0 | 0 | 0 | EIA-860, EIA-860M and EIA-923 | 201603
Estados Unidos | Parlin Power Plant | GE Energy Financial Services |  | 40.4607 | -74.3272 | Parlin | Middlesex | New Jersey | 08859 | 790 Washington Road | 114.6 | 0 | Gas natural |  | 0 | 114.6 | 0 | 0 | 0 | 0 | 0 | 0 | 0 | 0 | 0 | 0 | EIA-860, EIA-860M and EIA-923 | 201603
Estados Unidos | Florence Mill | WestRock-Florence |  | 34.1497 | -79.5606 | Florence | Florence | South Carolina | 29501 | Paper Mill Road | 103.3 | 103.3 | Biomasa | Biomasa | 0 | 0 | 0 | 0 | 0 | 0 | 0 | 0 | 0 | 0 | 103.3 | 0 | EIA-860, EIA-860M and EIA-923 | 201603
Estados Unidos | Optim Energy Altura Cogen LLC | Optim Energy LLC |  | 29.8161 | -95.1077 | Channelview | Harris | Texas | 77530 | 2330 Sheldon Road | 536.5 | 0 | Gas natural |  | 0 | 536.5 | 0 | 0 | 0 | 0 | 0 | 0 | 0 | 0 | 0 | 0 | EIA-860, EIA-860M and EIA-923 | 201603
Estados Unidos | Northampton Generating Company LP | EIF Northampton GP, LLC |  | 40.6917 | -75.4792 | Northampton | Northampton | Pennsylvania | 18067 | 1 Horwith Drive | 112 | 0 | Carbón |  | 112 | 0 | 0 | 0 | 0 | 0 | 0 | 0 | 0 | 0 | 0 | 0 | EIA-860, EIA-860M and EIA-923 | 201603
Estados Unidos | Covington Facility | MeadWestvaco Corp |  | 37.7997 | -79.9947 | Covington | Covington City | Virginia | 24426 | 104 East Riverside St | 156.5 | 113.5 | Biomasa | Biomasa | 43 | 0 | 0 | 0 | 0 | 0 | 0 | 0 | 0 | 0 | 113.5 | 0 | EIA-860, EIA-860M and EIA-923 | 201603
Estados Unidos | Hardee Power Station | Invenergy Services LLC |  | 27.6364 | -81.9636 | Bowling Green | Hardee | Florida | 33834 | 6695 North CR 663 | 358 | 0 | Gas natural |  | 0 | 358 | 0 | 0 | 0 | 0 | 0 | 0 | 0 | 0 | 0 | 0 | EIA-860, EIA-860M and EIA-923 | 201603
Estados Unidos | Bellmeade Power Station | Virginia Electric & Power Co |  | 37.4964 | -77.4317 | Richmond | Richmond City | Virginia | 23060 | 1860 Commerce Road | 267 | 0 | Gas natural |  | 0 | 267 | 0 | 0 | 0 | 0 | 0 | 0 | 0 | 0 | 0 | 0 | EIA-860, EIA-860M and EIA-923 | 201603
Estados Unidos | Motiva Enterprises Port Arthur Refinery | Motiva Enterprises LLC |  | 29.8885 | -93.951 | Port Arthur | Jefferson | Texas | 77640 | 2555 Savannah Avenue | 239.4 | 0 | Gas natural |  | 0 | 239.4 | 0 | 0 | 0 | 0 | 0 | 0 | 0 | 0 | 0 | 0 | EIA-860, EIA-860M and EIA-923 | 201603
Estados Unidos | Indiantown Cogeneration LP | US Operating Services Company |  | 27.0389 | -80.5125 | Indiantown | Martin | Florida | 34956 | 13303 SW Silver Fox Lane | 330 | 0 | Carbón |  | 330 | 0 | 0 | 0 | 0 | 0 | 0 | 0 | 0 | 0 | 0 | 0 | EIA-860, EIA-860M and EIA-923 | 201603
Estados Unidos | Ocean State Power | Ocean State Power Co |  | 42.0097 | -71.6689 | Harrisville | Providence | Rhode Island | 02830 | 1575 Sherman Farm Road | 218.6 | 0 | Gas natural |  | 0 | 218.6 | 0 | 0 | 0 | 0 | 0 | 0 | 0 | 0 | 0 | 0 | EIA-860, EIA-860M and EIA-923 | 201603
Estados Unidos | LaO Energy Systems | Dow Chemical Co |  | 30.3186 | -91.2325 | Plaquemine | Iberville | Louisiana | 70764 | 21255 Hwy 1 South | 479 | 0 | Gas natural |  | 0 | 479 | 0 | 0 | 0 | 0 | 0 | 0 | 0 | 0 | 0 | 0 | EIA-860, EIA-860M and EIA-923 | 201603
Estados Unidos | Mecklenburg Power Station | Virginia Electric & Power Co |  | 36.6 | -78.53 | Clarksville | Mecklenburg | Virginia | 23927 | 204 Cogen Drive | 138 | 0 | Carbón |  | 138 | 0 | 0 | 0 | 0 | 0 | 0 | 0 | 0 | 0 | 0 | 0 | EIA-860, EIA-860M and EIA-923 | 201603
Estados Unidos | Doswell Energy Center | Doswell Ltd Partnership |  | 37.8208 | -77.4462 | Ashland | Hanover | Virginia | 23005 | 10098 Old Ridge Road | 813.8 | 0 | Gas natural |  | 0 | 813.8 | 0 | 0 | 0 | 0 | 0 | 0 | 0 | 0 | 0 | 0 | EIA-860, EIA-860M and EIA-923 | 201603
Estados Unidos | Sandow No 5 | Sandow Power Co LLC |  | 30.5681 | -97.0614 | Rockdale | Milam | Texas | 76567 | 3708 Charles Martin Hall Road | 600 | 0 | Carbón |  | 600 | 0 | 0 | 0 | 0 | 0 | 0 | 0 | 0 | 0 | 0 | 0 | EIA-860, EIA-860M and EIA-923 | 201603
Estados Unidos | Elizabeth River Power Station | Virginia Electric & Power Co |  | 36.775 | -76.3083 | Chesapeake | Chesapeake City | Virginia | 23323 | 2837 South Military Hwy | 348 | 0 | Gas natural |  | 0 | 348 | 0 | 0 | 0 | 0 | 0 | 0 | 0 | 0 | 0 | 0 | EIA-860, EIA-860M and EIA-923 | 201603
Estados Unidos | Texas City Power Plant | Texas City Cogeneration LLC |  | 29.3787 | -94.9438 | Texas City | Galveston | Texas | 77590 | 3221 5th Avenue South | 451 | 0 | Gas natural |  | 0 | 451 | 0 | 0 | 0 | 0 | 0 | 0 | 0 | 0 | 0 | 0 | EIA-860, EIA-860M and EIA-923 | 201603
Estados Unidos | Richmond Cogen | Chevron Products Company-Richmond |  | 37.9418 | -122.391 | Richmond | Contra Costa | California | 94802 | 841 Chevron Way | 130.4 | 0 | Gas natural |  | 0 | 100 | 0 | 30.4 | 0 | 0 | 0 | 0 | 0 | 0 | 0 | 0 | EIA-860, EIA-860M and EIA-923 | 201603
Estados Unidos | Freeport Energy | Olin Blue Cube Operations |  | 28.9913 | -95.4075 | Freeport | Brazoria | Texas | 77541 | 2301 Brazosport Boulevard | 532.2 | 0 | Gas natural |  | 0 | 532.2 | 0 | 0 | 0 | 0 | 0 | 0 | 0 | 0 | 0 | 0 | EIA-860, EIA-860M and EIA-923 | 201603
Estados Unidos | Power Station 4 | South Houston Green Power LLC |  | 29.3782 | -94.922 | Texas City | Galveston | Texas | 77590 | 2023 5th Ave South | 172 | 0 | Gas natural |  | 0 | 172 | 0 | 0 | 0 | 0 | 0 | 0 | 0 | 0 | 0 | 0 | EIA-860, EIA-860M and EIA-923 | 201603
Estados Unidos | International Paper Eastover Facility | International Paper Co-Eastovr |  | 33.8872 | -80.6397 | Eastover | Richland | South Carolina | 29044 | 4001 McCord's Ferry Rd | 103 | 103 | Biomasa | Biomasa | 0 | 0 | 0 | 0 | 0 | 0 | 0 | 0 | 0 | 0 | 103 | 0 | EIA-860, EIA-860M and EIA-923 | 201603
Estados Unidos | Midway Sunset Cogen | Midway-Sunset Cogeneration Co |  | 35.2269 | -119.629 | Fellows | Kern | California | 93224 | 3466 W Crocker Springs Road | 219 | 0 | Gas natural |  | 0 | 219 | 0 | 0 | 0 | 0 | 0 | 0 | 0 | 0 | 0 | 0 | EIA-860, EIA-860M and EIA-923 | 201603
Estados Unidos | C R Wing Cogen Plant | Power Resources Ltd |  | 32.2732 | -101.422 | Big Spring | Howard | Texas | 79720 | 500 Refinery Road | 212 | 0 | Gas natural |  | 0 | 212 | 0 | 0 | 0 | 0 | 0 | 0 | 0 | 0 | 0 | 0 | EIA-860, EIA-860M and EIA-923 | 201603
Estados Unidos | Delaware City Plant | Delaware City Refining Company LLC |  | 39.5871 | -75.6343 | Delaware City | New Castle | Delaware | 19706 | 2000 Wrangle Hill Road | 265 | 0 | Otros |  | 0 | 130 | 0 | 135 | 0 | 0 | 0 | 0 | 0 | 0 | 0 | 0 | EIA-860, EIA-860M and EIA-923 | 201603
Estados Unidos | Roanoke Valley Energy Facility I | Westmoreland Partners |  | 36.4364 | -77.6167 | Weldon | Halifax | North Carolina | 27890 | 290 Power Place | 165 | 0 | Carbón |  | 165 | 0 | 0 | 0 | 0 | 0 | 0 | 0 | 0 | 0 | 0 | 0 | EIA-860, EIA-860M and EIA-923 | 201603
Estados Unidos | Lockport Energy Associates LP | Lockport Energy Associates LP |  | 43.1619 | -78.745 | Lockport | Niagara | New York | 14094 | 5087 Junction Road | 203 | 0 | Gas natural |  | 0 | 203 | 0 | 0 | 0 | 0 | 0 | 0 | 0 | 0 | 0 | 0 | EIA-860, EIA-860M and EIA-923 | 201603
Estados Unidos | Spruance Genco LLC | Spruance Genco LLC |  | 37.4556 | -77.4308 | Richmond | Richmond City | Virginia | 23234 | 5001 Commerce Road | 190 | 0 | Carbón |  | 190 | 0 | 0 | 0 | 0 | 0 | 0 | 0 | 0 | 0 | 0 | 0 | EIA-860, EIA-860M and EIA-923 | 201603
Estados Unidos | Mansfield Mill | IPC-Mansfield Mill |  | 32.1575 | -93.5562 | Mansfield | DeSoto | Louisiana | 71052 | 1202 Hwy 509 | 101.3 | 72.3 | Biomasa | Biomasa | 0 | 29 | 0 | 0 | 0 | 0 | 0 | 0 | 0 | 0 | 72.3 | 0 | EIA-860, EIA-860M and EIA-923 | 201603
Estados Unidos | International Paper Riverdale Mill | International Paper Co-Riverdl |  | 32.426 | -86.8709 | Selma | Dallas | Alabama | 36703 | 601 County Rd 78 | 104.2 | 49 | Gas natural | Biomasa | 0 | 55.2 | 0 | 0 | 0 | 0 | 0 | 0 | 0 | 0 | 49 | 0 | EIA-860, EIA-860M and EIA-923 | 201603
Estados Unidos | Ashdown | Domtar Industries Inc |  | 33.6417 | -94.1083 | Ashdown | Little River | Arkansas | 71822 | 285 Hwy. 71 South | 128 | 128 | Biomasa | Biomasa | 0 | 0 | 0 | 0 | 0 | 0 | 0 | 0 | 0 | 0 | 128 | 0 | EIA-860, EIA-860M and EIA-923 | 201603
Estados Unidos | Kennedy International Airport Cogen | KIAC Partners |  | 40.6417 | -73.7778 | Jamaica | Queens | New York | 11430 | JFK Airport, Building 49 | 126.2 | 0 | Gas natural |  | 0 | 126.2 | 0 | 0 | 0 | 0 | 0 | 0 | 0 | 0 | 0 | 0 | EIA-860, EIA-860M and EIA-923 | 201603
Estados Unidos | Great Lakes Hydro America - ME | Great Lakes Hydro America LLC |  | 45.6472 | -68.7044 | Millinocket | Penobscot | Maine | 04462 | 1024 Cenetral Street | 131.5 | 131.5 | Hidroeléctrica | Hidroeléctrica | 0 | 0 | 0 | 0 | 131.5 | 0 | 0 | 0 | 0 | 0 | 0 | 0 | EIA-860, EIA-860M and EIA-923 | 201603
Estados Unidos | March Point Cogeneration | March Point Cogeneration Co |  | 48.4708 | -122.56 | Anacortes | Skagit | Washington | 98221 | 8507 South Texas Road | 146.2 | 0 | Gas natural |  | 0 | 146.2 | 0 | 0 | 0 | 0 | 0 | 0 | 0 | 0 | 0 | 0 | EIA-860, EIA-860M and EIA-923 | 201603
Estados Unidos | Saguaro Power | Saguaro Power Co |  | 36.0417 | -115.012 | Henderson | Clark | Nevada | 89015 | 435 4th Street | 101 | 0 | Gas natural |  | 0 | 101 | 0 | 0 | 0 | 0 | 0 | 0 | 0 | 0 | 0 | 0 | EIA-860, EIA-860M and EIA-923 | 201603
Estados Unidos | Birchwood Power | Birchwood Power Partners LP |  | 38.2667 | -77.3147 | King George | King George | Virginia | 22485 | 10900 Birchwood Drive | 239.8 | 0 | Carbón |  | 239.8 | 0 | 0 | 0 | 0 | 0 | 0 | 0 | 0 | 0 | 0 | 0 | EIA-860, EIA-860M and EIA-923 | 201603
Estados Unidos | Ocean State Power II | Ocean State Power II |  | 42.0099 | -71.6701 | Harrisville | Providence | Rhode Island | 02830 | 1575 Sherman Farm Road | 218.6 | 0 | Gas natural |  | 0 | 218.6 | 0 | 0 | 0 | 0 | 0 | 0 | 0 | 0 | 0 | 0 | EIA-860, EIA-860M and EIA-923 | 201603
Estados Unidos | Orange Cogeneration Facility | Northern Star Generation Services Co LLC |  | 27.8708 | -81.8251 | Bartow | Polk | Florida | 33830 | 1901 Clear Springs Road | 110.6 | 0 | Gas natural |  | 0 | 110.6 | 0 | 0 | 0 | 0 | 0 | 0 | 0 | 0 | 0 | 0 | EIA-860, EIA-860M and EIA-923 | 201603
Estados Unidos | Quantum Lake Power LP | EthosEnergy Power Plant Services |  | 28.9158 | -81.676 | Umatilla | Lake | Florida | 32784 | 39001 Golden Gem Drive | 121 | 0 | Gas natural |  | 0 | 121 | 0 | 0 | 0 | 0 | 0 | 0 | 0 | 0 | 0 | 0 | EIA-860, EIA-860M and EIA-923 | 201603
Estados Unidos | Quantum Pasco Power LP | EthosEnergy Power Plant Services |  | 28.3746 | -82.1889 | Dade City | Pasco | Florida | 33523 | 14850 Old SR 23 | 123.4 | 0 | Gas natural |  | 0 | 121 | 2.4 | 0 | 0 | 0 | 0 | 0 | 0 | 0 | 0 | 0 | EIA-860, EIA-860M and EIA-923 | 201603
Estados Unidos | Mulberry Cogeneration Facility | Northern Star Generation Services Co LLC |  | 27.8489 | -81.8775 | Bartow | Polk | Florida | 33830 | 3600 Highway 555 | 113 | 0 | Gas natural |  | 0 | 113 | 0 | 0 | 0 | 0 | 0 | 0 | 0 | 0 | 0 | 0 | EIA-860, EIA-860M and EIA-923 | 201603
Estados Unidos | Orlando Cogen LP | Orlando CoGen Ltd LP |  | 28.4426 | -81.4123 | Orlando | Orange | Florida | 32809 | 8275 Exchange Drive | 120 | 0 | Gas natural |  | 0 | 120 | 0 | 0 | 0 | 0 | 0 | 0 | 0 | 0 | 0 | 0 | EIA-860, EIA-860M and EIA-923 | 201603
Estados Unidos | Sumas Power Plant | Puget Sound Energy Inc |  | 48.9905 | -122.273 | Sumas | Whatcom | Washington | 98295 | 1340 Thompson Lane | 125.5 | 0 | Gas natural |  | 0 | 125.5 | 0 | 0 | 0 | 0 | 0 | 0 | 0 | 0 | 0 | 0 | EIA-860, EIA-860M and EIA-923 | 201603
Estados Unidos | Ferndale Generating Station | Puget Sound Energy Inc |  | 48.8288 | -122.687 | Ferndale | Whatcom | Washington | 98248 | 5105 Lake Terrell Road | 270 | 0 | Gas natural |  | 0 | 270 | 0 | 0 | 0 | 0 | 0 | 0 | 0 | 0 | 0 | 0 | EIA-860, EIA-860M and EIA-923 | 201603
Estados Unidos | Hartwell Energy Facility | Oglethorpe Power Corporation |  | 34.3396 | -82.8199 | Hartwell | Hart | Georgia | 30643 | 415 Smith McGee Hwy | 293.7 | 0 | Gas natural |  | 0 | 293.7 | 0 | 0 | 0 | 0 | 0 | 0 | 0 | 0 | 0 | 0 | EIA-860, EIA-860M and EIA-923 | 201603
Estados Unidos | Sithe Independence Station | Sithe/Independence LLC |  | 43.495 | -76.4511 | Oswego | Oswego | New York | 13126 | 76 Independence Way | 910.8 | 0 | Gas natural |  | 0 | 910.8 | 0 | 0 | 0 | 0 | 0 | 0 | 0 | 0 | 0 | 0 | EIA-860, EIA-860M and EIA-923 | 201603
Estados Unidos | Collierville Powerhouse | Northern California Power Agny |  | 38.1446 | -120.381 | Murphys | Calaveras | California | 92547 | 477 Bret hart Drive | 253 | 253 | Hidroeléctrica | Hidroeléctrica | 0 | 0 | 0 | 0 | 253 | 0 | 0 | 0 | 0 | 0 | 0 | 0 | EIA-860, EIA-860M and EIA-923 | 201603
Estados Unidos | Saranac Facility | Saranac Power Partners LP |  | 44.7132 | -73.4557 | Plattsburgh | Clinton | New York | 12901 | 99 Weed Street | 246.3 | 0 | Gas natural |  | 0 | 246.3 | 0 | 0 | 0 | 0 | 0 | 0 | 0 | 0 | 0 | 0 | EIA-860, EIA-860M and EIA-923 | 201603
Estados Unidos | Okeelanta Cogeneration | New Hope Power Company |  | 26.5769 | -80.7469 | South Bay | Palm Beach | Florida | 33493 | 8001 Highway 27 South | 104.9 | 104.9 | Biomasa | Biomasa | 0 | 0 | 0 | 0 | 0 | 0 | 0 | 0 | 0 | 0 | 104.9 | 0 | EIA-860, EIA-860M and EIA-923 | 201603
Estados Unidos | NAEA Lakewood LLC | NAEA Operating Company LLC |  | 40.0613 | -74.1686 | Lakewood | Ocean | New Jersey | 08701 | 123 Energy Way | 233.1 | 0 | Gas natural |  | 0 | 233.1 | 0 | 0 | 0 | 0 | 0 | 0 | 0 | 0 | 0 | 0 | EIA-860, EIA-860M and EIA-923 | 201603
Estados Unidos | Kalaeloa Cogen Plant | Kalaeloa Partners LP |  | 21.3021 | -158.096 | Kapolei | Honolulu | Hawaii | 96707 | 91-111 Kalaeloa Blvd. | 220 | 0 | Petróleo |  | 0 | 0 | 220 | 0 | 0 | 0 | 0 | 0 | 0 | 0 | 0 | 0 | EIA-860, EIA-860M and EIA-923 | 201603
Estados Unidos | Oyster Creek Unit VIII | Dow Chemical Company-Oyster Creek VIII |  | 28.9802 | -95.342 | Freeport | Brazoria | Texas | 77547 | 2301 Brazosport Blvd., OC-801 | 379 | 0 | Gas natural |  | 0 | 379 | 0 | 0 | 0 | 0 | 0 | 0 | 0 | 0 | 0 | 0 | EIA-860, EIA-860M and EIA-923 | 201603
Estados Unidos | Sidney A Murray Jr Hydroelectric | First National Bank-Commerce |  | 31.088 | -91.6189 | Vidalia | Concordia | Louisiana | 71373 | 5707 Hwy. 15 | 192 | 192 | Hidroeléctrica | Hidroeléctrica | 0 | 0 | 0 | 0 | 192 | 0 | 0 | 0 | 0 | 0 | 0 | 0 | EIA-860, EIA-860M and EIA-923 | 201603
Estados Unidos | Hermiston Generating Plant | Hermiston Generating Co LP |  | 45.8042 | -119.37 | Hermiston | Umatilla | Oregon | 97838 | 78145 Westland Road | 464 | 0 | Gas natural |  | 0 | 464 | 0 | 0 | 0 | 0 | 0 | 0 | 0 | 0 | 0 | 0 | EIA-860, EIA-860M and EIA-923 | 201603
Estados Unidos | Grays Ferry Cogeneration | Grays Ferry Cogen Partnership |  | 39.9422 | -75.1881 | Philadelphia | Philadelphia | Pennsylvania | 19146 | 2600 Christian Street | 170 | 0 | Gas natural |  | 0 | 170 | 0 | 0 | 0 | 0 | 0 | 0 | 0 | 0 | 0 | 0 | EIA-860, EIA-860M and EIA-923 | 201603
Estados Unidos | Storm Lake 1 | Allete Clean Energy |  | 42.6878 | -95.405 | Alta | Buena Vista | Iowa | 51002 | 5320 50th Street | 109.4 | 109.4 | Eólica | Eólica | 0 | 0 | 0 | 0 | 0 | 0 | 0 | 0 | 109.4 | 0 | 0 | 0 | EIA-860, EIA-860M and EIA-923 | 201603
Estados Unidos | Mead Coated Board | Mead Coated Board Inc |  | 32.1761 | -85.0272 | Mahrt | Russell | Alabama | 36851 | Hwy 165 S | 108.5 | 87.5 | Biomasa | Biomasa | 0 | 21 | 0 | 0 | 0 | 0 | 0 | 0 | 0 | 0 | 87.5 | 0 | EIA-860, EIA-860M and EIA-923 | 201603
Estados Unidos | Milford Power LP | Milford Power Ltd Partnership |  | 42.1294 | -71.5115 | Milford | Worcester | Massachusetts | 01757 | 108 National Street | 148 | 0 | Gas natural |  | 0 | 148 | 0 | 0 | 0 | 0 | 0 | 0 | 0 | 0 | 0 | 0 | EIA-860, EIA-860M and EIA-923 | 201603
Estados Unidos | Milagro Cogeneration Plant | Williams Field Services Co |  | 36.7367 | -107.942 | Bloomfield | San Juan | New Mexico | 87413 | 188 CR 4900 | 121.6 | 0 | Gas natural |  | 0 | 121.6 | 0 | 0 | 0 | 0 | 0 | 0 | 0 | 0 | 0 | 0 | EIA-860, EIA-860M and EIA-923 | 201603
Estados Unidos | Johnson County | Brazos Electric Power Coop Inc |  | 32.3994 | -97.4078 | Cleburne | Johnson | Texas | 76033 | 831 Sparks Dr. | 267 | 0 | Gas natural |  | 0 | 267 | 0 | 0 | 0 | 0 | 0 | 0 | 0 | 0 | 0 | 0 | EIA-860, EIA-860M and EIA-923 | 201603
Estados Unidos | Brandywine Power Facility | KMC Thermo, LLC |  | 38.6681 | -76.8678 | Brandywine | Prince Georges | Maryland | 20613 | 16400 Mattawoman Drive | 230 | 0 | Gas natural |  | 0 | 230 | 0 | 0 | 0 | 0 | 0 | 0 | 0 | 0 | 0 | 0 | EIA-860, EIA-860M and EIA-923 | 201603
Estados Unidos | Gordonsville Energy LP | Virginia Electric & Power Co |  | 38.1247 | -78.2035 | Gordonsville | Louisa | Virginia | 22942 | 115 Red Hill Road | 218 | 0 | Gas natural |  | 0 | 218 | 0 | 0 | 0 | 0 | 0 | 0 | 0 | 0 | 0 | 0 | EIA-860, EIA-860M and EIA-923 | 201603
Estados Unidos | Sun Peak Generating Station | Nevada Power Co |  | 36.1375 | -115.034 | Las Vegas | Clark | Nevada | 89142 | 6360 Vegas Valley Drive | 222 | 0 | Gas natural |  | 0 | 222 | 0 | 0 | 0 | 0 | 0 | 0 | 0 | 0 | 0 | 0 | EIA-860, EIA-860M and EIA-923 | 201603
Estados Unidos | Narrows (NC) | Alcoa Power Generating Inc Yadkin Div |  | 35.4189 | -80.0917 | Badin | Stanly | North Carolina | 28009 | 37720 Pine Street | 119 | 119 | Hidroeléctrica | Hidroeléctrica | 0 | 0 | 0 | 0 | 119 | 0 | 0 | 0 | 0 | 0 | 0 | 0 | EIA-860, EIA-860M and EIA-923 | 201603
Estados Unidos | Cheoah | Brookfield Smoky Mountain Hydropower LLC |  | 35.4478 | -83.9383 | Tapoco | Graham | North Carolina | 28771 | Hwy 129 | 143 | 143 | Hidroeléctrica | Hidroeléctrica | 0 | 0 | 0 | 0 | 143 | 0 | 0 | 0 | 0 | 0 | 0 | 0 | EIA-860, EIA-860M and EIA-923 | 201603
Estados Unidos | Calderwood | Brookfield Smoky Mountain Hydropower LLC |  | 35.4923 | -83.9806 | Tallassee | Blount | Tennessee | 37878 | 314 Growdon Blvd. | 156 | 156 | Hidroeléctrica | Hidroeléctrica | 0 | 0 | 0 | 0 | 156 | 0 | 0 | 0 | 0 | 0 | 0 | 0 | EIA-860, EIA-860M and EIA-923 | 201603
Estados Unidos | Brooklyn Navy Yard Cogeneration | Brooklyn Navy Yard Cogen PLP |  | 40.6994 | -73.9764 | Brooklyn | Kings | New York | 11205 | 63 Flushing Ave., Building 41 | 250 | 0 | Gas natural |  | 0 | 250 | 0 | 0 | 0 | 0 | 0 | 0 | 0 | 0 | 0 | 0 | EIA-860, EIA-860M and EIA-923 | 201603
Estados Unidos | Michigan Power LP | CAMS Michigan LLC |  | 43.9375 | -86.425 | Ludington | Mason | Michigan | 49431 | 5795 West Sixth Street | 128 | 0 | Gas natural |  | 0 | 128 | 0 | 0 | 0 | 0 | 0 | 0 | 0 | 0 | 0 | 0 | EIA-860, EIA-860M and EIA-923 | 201603
Estados Unidos | LSP-Cottage Grove LP | Cottage Grove Operating Services LLC |  | 44.7956 | -92.9119 | Cottage Grove | Washington | Minnesota | 55016 | 9525 105th St. Court S | 251 | 0 | Gas natural |  | 0 | 251 | 0 | 0 | 0 | 0 | 0 | 0 | 0 | 0 | 0 | 0 | EIA-860, EIA-860M and EIA-923 | 201603
Estados Unidos | LSP-Whitewater LP | Whitewater Operating Services LLC |  | 42.8555 | -88.7299 | Whitewater | Jefferson | Wisconsin | 53190 | 111 County Hwy U | 261 | 0 | Gas natural |  | 0 | 261 | 0 | 0 | 0 | 0 | 0 | 0 | 0 | 0 | 0 | 0 | EIA-860, EIA-860M and EIA-923 | 201603
Estados Unidos | Sweeny Cogen Facility | Sweeny Cogeneration LP |  | 29.0728 | -95.745 | Old Ocean | Brazoria | Texas | 77463 | 7190 Old FM 524, Gate 13 | 436 | 0 | Gas natural |  | 0 | 436 | 0 | 0 | 0 | 0 | 0 | 0 | 0 | 0 | 0 | 0 | EIA-860, EIA-860M and EIA-923 | 201603
Estados Unidos | Dighton Power Plant | Dighton Power, LLC |  | 41.8312 | -71.1239 | Dighton | Bristol | Massachusetts | 02715 | 1450 Somerset Ave | 164.2 | 0 | Gas natural |  | 0 | 164.2 | 0 | 0 | 0 | 0 | 0 | 0 | 0 | 0 | 0 | 0 | EIA-860, EIA-860M and EIA-923 | 201603
Estados Unidos | De Pere Energy Center | Wisconsin Public Service Corp |  | 44.4486 | -88.072 | De Pere | Brown | Wisconsin | 54115 | 112 N 5th St | 166.2 | 0 | Gas natural |  | 0 | 166.2 | 0 | 0 | 0 | 0 | 0 | 0 | 0 | 0 | 0 | 0 | EIA-860, EIA-860M and EIA-923 | 201603
Estados Unidos | Androscoggin Energy Center | Verso Paper Androscoggin LLC |  | 44.5063 | -70.2423 | Jay | Franklin | Maine | 04239 | Gate 15 Riley Road | 136.5 | 0 | Gas natural |  | 0 | 136.5 | 0 | 0 | 0 | 0 | 0 | 0 | 0 | 0 | 0 | 0 | EIA-860, EIA-860M and EIA-923 | 201603
Estados Unidos | Rio Bravo | Public Service Co of NM |  | 35.026 | -106.644 | Albuquerque | Bernalillo | New Mexico | 87105 | 725 Electric Ave | 138 | 0 | Gas natural |  | 0 | 138 | 0 | 0 | 0 | 0 | 0 | 0 | 0 | 0 | 0 | 0 | EIA-860, EIA-860M and EIA-923 | 201603
Estados Unidos | Mid-Georgia Cogeneration Facility | SEPG Operating Services, LLC MGC |  | 32.4856 | -83.6039 | Kathleen | Houston | Georgia | 31047 | 200 Oaky Woods Road | 303 | 0 | Gas natural |  | 0 | 303 | 0 | 0 | 0 | 0 | 0 | 0 | 0 | 0 | 0 | 0 | EIA-860, EIA-860M and EIA-923 | 201603
Estados Unidos | Berkshire Power | Berkshire Power Co LLC |  | 42.0476 | -72.6478 | Agawam | Hampden | Massachusetts | 01001 | 36 Moylan Lane | 229.3 | 0 | Gas natural |  | 0 | 229.3 | 0 | 0 | 0 | 0 | 0 | 0 | 0 | 0 | 0 | 0 | EIA-860, EIA-860M and EIA-923 | 201603
Estados Unidos | Bridgeport Energy Project | Bridgeport Energy LLC |  | 41.1692 | -73.1844 | Bridgeport | Fairfield | Connecticut | 06604 | 10 Atlantic Street | 492 | 0 | Gas natural |  | 0 | 492 | 0 | 0 | 0 | 0 | 0 | 0 | 0 | 0 | 0 | 0 | EIA-860, EIA-860M and EIA-923 | 201603
Estados Unidos | Pasadena Cogeneration | Pasadena Cogeneration LP |  | 29.7248 | -95.1765 | Pasadena | Harris | Texas | 77506 | 955 Phillips Road | 710 | 0 | Gas natural |  | 0 | 710 | 0 | 0 | 0 | 0 | 0 | 0 | 0 | 0 | 0 | 0 | EIA-860, EIA-860M and EIA-923 | 201603
Estados Unidos | Tiverton Power Plant | Tiverton Power LLC |  | 41.6422 | -71.1706 | Tiverton | Newport | Rhode Island | 02878 | 304 Progress Rd. | 250 | 0 | Gas natural |  | 0 | 250 | 0 | 0 | 0 | 0 | 0 | 0 | 0 | 0 | 0 | 0 | EIA-860, EIA-860M and EIA-923 | 201603
Estados Unidos | Axiall Plaquemine | Axiall Corp |  | 30.2586 | -91.185 | Plaquemine | Iberville | Louisiana | 70764 | 26100 Hwy 405 | 240 | 0 | Gas natural |  | 0 | 240 | 0 | 0 | 0 | 0 | 0 | 0 | 0 | 0 | 0 | 0 | EIA-860, EIA-860M and EIA-923 | 201603
Estados Unidos | Tenaska Georgia Generation Facility | Tenaska Georgia Partners LP |  | 33.3516 | -84.9996 | Franklin | Heard | Georgia | 30217 | 2100 George Brown Road | 945 | 0 | Gas natural |  | 0 | 945 | 0 | 0 | 0 | 0 | 0 | 0 | 0 | 0 | 0 | 0 | EIA-860, EIA-860M and EIA-923 | 201603
Estados Unidos | Tenaska Frontier Generation Station | Tenaska Frontier Partners Ltd |  | 30.5924 | -95.9178 | Shiro | Grimes | Texas | 77876 | 17500 Hwy 30 | 860 | 0 | Gas natural |  | 0 | 860 | 0 | 0 | 0 | 0 | 0 | 0 | 0 | 0 | 0 | 0 | EIA-860, EIA-860M and EIA-923 | 201603
Estados Unidos | Batesville Generation Facility | South Mississippi El Pwr Assn |  | 34.3356 | -89.9275 | Batesville | Panola | Mississippi | 38606 | 200 Industrial Drive | 858 | 0 | Gas natural |  | 0 | 858 | 0 | 0 | 0 | 0 | 0 | 0 | 0 | 0 | 0 | 0 | EIA-860, EIA-860M and EIA-923 | 201603
Estados Unidos | Black Hawk Station | Borger Energy Associates LP |  | 35.6957 | -101.36 | Borger | Hutchinson | Texas | 79007 | Spur 119 N. Cogen Place | 219.4 | 0 | Gas natural |  | 0 | 219.4 | 0 | 0 | 0 | 0 | 0 | 0 | 0 | 0 | 0 | 0 | EIA-860, EIA-860M and EIA-923 | 201603
Estados Unidos | Mustang Station | Golden Spread Electric Cooperative, Inc |  | 32.9728 | -102.742 | Denver City | Yoakum | Texas | 79323 | 1937 County Road 390 | 479 | 0 | Gas natural |  | 0 | 479 | 0 | 0 | 0 | 0 | 0 | 0 | 0 | 0 | 0 | 0 | EIA-860, EIA-860M and EIA-923 | 201603
Estados Unidos | Maine Independence Station | Casco Bay Energy Co LLC |  | 44.8242 | -68.7094 | Veazie | Penobscot | Maine | 04401 | 125 Shore Road | 490 | 0 | Gas natural |  | 0 | 490 | 0 | 0 | 0 | 0 | 0 | 0 | 0 | 0 | 0 | 0 | EIA-860, EIA-860M and EIA-923 | 201603
Estados Unidos | Pine Bluff Energy Center | Pine Bluff Energy LLC |  | 34.2181 | -91.9025 | Pine Bluff | Jefferson | Arkansas | 71601 | 5301 Fairfield Road | 192 | 0 | Gas natural |  | 0 | 192 | 0 | 0 | 0 | 0 | 0 | 0 | 0 | 0 | 0 | 0 | EIA-860, EIA-860M and EIA-923 | 201603
Estados Unidos | Red Hills Generating Facility | Choctaw Generation L.P, L.L.L.P. |  | 33.3761 | -89.2183 | Ackerman | Choctaw | Mississippi | 39735 | 2391 Pensacola Road | 440 | 0 | Carbón |  | 440 | 0 | 0 | 0 | 0 | 0 | 0 | 0 | 0 | 0 | 0 | 0 | EIA-860, EIA-860M and EIA-923 | 201603
Estados Unidos | Desert Star Energy Center | Desert Star Energy Center SDG&E |  | 35.7889 | -114.994 | Boulder City | Clark | Nevada | 89005 | 701 El Dorado Valley Dr. | 450 | 0 | Gas natural |  | 0 | 450 | 0 | 0 | 0 | 0 | 0 | 0 | 0 | 0 | 0 | 0 | EIA-860, EIA-860M and EIA-923 | 201603
Estados Unidos | Millennium Power | Millennium Power Partners LP |  | 42.1123 | -72.0151 | Charlton | Worcester | Massachusetts | 01507 | 10 Sherwood Lane | 334.9 | 0 | Gas natural |  | 0 | 334.9 | 0 | 0 | 0 | 0 | 0 | 0 | 0 | 0 | 0 | 0 | EIA-860, EIA-860M and EIA-923 | 201603
Estados Unidos | New Albany Energy Facility | BTEC Turbines LP |  | 34.5408 | -88.9397 | New Albany | Union | Mississippi | 38652 | 1514 County Road 126 | 360 | 0 | Gas natural |  | 0 | 360 | 0 | 0 | 0 | 0 | 0 | 0 | 0 | 0 | 0 | 0 | EIA-860, EIA-860M and EIA-923 | 201603
Estados Unidos | Brownsville Peaking Power | Tennessee Valley Authority |  | 35.5438 | -89.198 | Brownsville | Haywood | Tennessee | 38012 | 948 Beechgrove Rd | 456 | 0 | Gas natural |  | 0 | 456 | 0 | 0 | 0 | 0 | 0 | 0 | 0 | 0 | 0 | 0 | EIA-860, EIA-860M and EIA-923 | 201603
Estados Unidos | Crockett Cogen Project | Crockett Cogeneration |  | 38.0569 | -122.216 | Crockett | Contra Costa | California | 94525 | 550 Loring Avenue | 247.4 | 0 | Gas natural |  | 0 | 247.4 | 0 | 0 | 0 | 0 | 0 | 0 | 0 | 0 | 0 | 0 | EIA-860, EIA-860M and EIA-923 | 201603
Estados Unidos | Gregory Power Facility | Gregory Power Partners LP |  | 27.8893 | -97.2584 | Gregory | San Patricio | Texas | 78359 | TX Hwy 361 East @ SAC | 366 | 0 | Gas natural |  | 0 | 366 | 0 | 0 | 0 | 0 | 0 | 0 | 0 | 0 | 0 | 0 | EIA-860, EIA-860M and EIA-923 | 201603
Estados Unidos | Zeeland Generating Station | Consumers Energy Co |  | 42.8206 | -85.9975 | Zeeland | Ottawa | Michigan | 49464 | 425 Fairview Ave | 843 | 0 | Gas natural |  | 0 | 843 | 0 | 0 | 0 | 0 | 0 | 0 | 0 | 0 | 0 | 0 | EIA-860, EIA-860M and EIA-923 | 201603
Estados Unidos | Dearborn Industrial Generation | Dearborn Industrial Gen Inc |  | 42.3026 | -83.154 | Dearborn | Wayne | Michigan | 48121 | 2400 Miller Road | 741.6 | 0 | Gas natural |  | 0 | 491.6 | 0 | 250 | 0 | 0 | 0 | 0 | 0 | 0 | 0 | 0 | EIA-860, EIA-860M and EIA-923 | 201603
Estados Unidos | Taft Cogeneration Facility | Occidental Chemical Corporation |  | 29.9888 | -90.4599 | Hahnville | St Charles | Louisiana | 70057 | 266 Highway 3142 | 738.9 | 0 | Gas natural |  | 0 | 738.9 | 0 | 0 | 0 | 0 | 0 | 0 | 0 | 0 | 0 | 0 | EIA-860, EIA-860M and EIA-923 | 201603
Estados Unidos | Midlothian Energy Facility | Midlothian Energy LLC |  | 32.4302 | -97.0537 | Midlothian | Ellis | Texas | 76065 | 4601 Brookhollow Drive | 1460 | 0 | Gas natural |  | 0 | 1460 | 0 | 0 | 0 | 0 | 0 | 0 | 0 | 0 | 0 | 0 | EIA-860, EIA-860M and EIA-923 | 201603
Estados Unidos | Lamar Power Project | Lamar Power Partners LP |  | 33.6308 | -95.59 | Paris | Lamar | Texas | 75462 | 3205 FM 137 | 1018 | 0 | Gas natural |  | 0 | 1018 | 0 | 0 | 0 | 0 | 0 | 0 | 0 | 0 | 0 | 0 | EIA-860, EIA-860M and EIA-923 | 201603
Estados Unidos | Frontera Energy Center | Frontera Generation Limited Partnership |  | 26.208 | -98.3992 | Mission | Hidalgo | Texas | 78572 | 320 S. Goodwin Rd | 500 | 0 | Gas natural |  | 0 | 500 | 0 | 0 | 0 | 0 | 0 | 0 | 0 | 0 | 0 | 0 | EIA-860, EIA-860M and EIA-923 | 201603
Estados Unidos | NRG Sterlington Power | NRG Sterlington Power LLC |  | 32.6889 | -92.0811 | Sterlington | Ouachita | Louisiana | 71280 | 268 Solvent Avenue | 176 | 0 | Gas natural |  | 0 | 176 | 0 | 0 | 0 | 0 | 0 | 0 | 0 | 0 | 0 | 0 | EIA-860, EIA-860M and EIA-923 | 201603
Estados Unidos | Rumford Power, Inc | Rumford Power |  | 44.5303 | -70.5219 | Rumford | Oxford | Maine | 04276 | 43 Industrial Park Road | 254 | 0 | Gas natural |  | 0 | 254 | 0 | 0 | 0 | 0 | 0 | 0 | 0 | 0 | 0 | 0 | EIA-860, EIA-860M and EIA-923 | 201603
Estados Unidos | Livingston Generating Station | CMS Generation MI Power LLC |  | 45.0304 | -84.7308 | Gaylord | Otsego | Michigan | 49753 | 155 North Townline Road | 132 | 0 | Gas natural |  | 0 | 132 | 0 | 0 | 0 | 0 | 0 | 0 | 0 | 0 | 0 | 0 | EIA-860, EIA-860M and EIA-923 | 201603
Estados Unidos | Klamath Cogeneration Plant | Pacific Klamath Energy Inc |  | 42.1739 | -121.811 | Klamath Falls | Klamath | Oregon | 97603 | 4940 Hwy 97 South | 490 | 0 | Gas natural |  | 0 | 490 | 0 | 0 | 0 | 0 | 0 | 0 | 0 | 0 | 0 | 0 | EIA-860, EIA-860M and EIA-923 | 201603
Estados Unidos | Rhode Island State Energy Center | RISEC Opeating Services |  | 41.8017 | -71.5186 | Johnston | Providence | Rhode Island | 02919 | 24 Shun Pike | 539 | 0 | Gas natural |  | 0 | 539 | 0 | 0 | 0 | 0 | 0 | 0 | 0 | 0 | 0 | 0 | EIA-860, EIA-860M and EIA-923 | 201603
Estados Unidos | Rocky Road Power LLC | Rocky Road Power LLC |  | 42.0931 | -88.2397 | East Dundee | Kane | Illinois | 60118 | 1221 Power Drive | 330.4 | 0 | Gas natural |  | 0 | 330.4 | 0 | 0 | 0 | 0 | 0 | 0 | 0 | 0 | 0 | 0 | EIA-860, EIA-860M and EIA-923 | 201603
Estados Unidos | Madison | Duke Energy Indiana, LLC |  | 39.4522 | -84.4647 | Trenton | Butler | Ohio | 45067 | 5657 Kennel Rd | 576 | 0 | Gas natural |  | 0 | 576 | 0 | 0 | 0 | 0 | 0 | 0 | 0 | 0 | 0 | 0 | EIA-860, EIA-860M and EIA-923 | 201603
Estados Unidos | Vermillion Energy Facility | Duke Energy Ohio Inc |  | 39.9223 | -87.4464 | Cayuga | Vermillion | Indiana | 47928 | 2777 N. State Road 63 | 568 | 0 | Gas natural |  | 0 | 568 | 0 | 0 | 0 | 0 | 0 | 0 | 0 | 0 | 0 | 0 | EIA-860, EIA-860M and EIA-923 | 201603
Estados Unidos | Sutter Energy Center | Calpine Corp-Sutter |  | 39.0531 | -121.696 | Yuba City | Sutter | California | 95993 | 5029 South Township Road | 530 | 0 | Gas natural |  | 0 | 530 | 0 | 0 | 0 | 0 | 0 | 0 | 0 | 0 | 0 | 0 | EIA-860, EIA-860M and EIA-923 | 201603
Estados Unidos | Rockingham County CT Station | Duke Energy Carolinas, LLC |  | 36.3297 | -79.8297 | Reidsville | Rockingham | North Carolina | 27320 | 240 Ernest Drive | 825 | 0 | Gas natural |  | 0 | 825 | 0 | 0 | 0 | 0 | 0 | 0 | 0 | 0 | 0 | 0 | EIA-860, EIA-860M and EIA-923 | 201603
Estados Unidos | RS Cogen | Eagle 2 US LLC |  | 30.221 | -93.2992 | Lake Charles | Calcasieu | Louisiana | 70602 | 1300 PPG Drive | 415.4 | 0 | Gas natural |  | 0 | 415.4 | 0 | 0 | 0 | 0 | 0 | 0 | 0 | 0 | 0 | 0 | EIA-860, EIA-860M and EIA-923 | 201603
Estados Unidos | Magic Valley Generating Station | Calpine Corp-Magic Valley |  | 26.3403 | -98.19 | Edinburg | Hidalgo | Texas | 78539 | 3333 N. McColl Rd. | 682 | 0 | Gas natural |  | 0 | 682 | 0 | 0 | 0 | 0 | 0 | 0 | 0 | 0 | 0 | 0 | EIA-860, EIA-860M and EIA-923 | 201603
Estados Unidos | Griffith Energy LLC | Star West Gen Griffith Energy LLC |  | 35.054 | -114.133 | Kingman | Mohave | Arizona | 86402 | 3375 West Navajo Drive | 570 | 0 | Gas natural |  | 0 | 570 | 0 | 0 | 0 | 0 | 0 | 0 | 0 | 0 | 0 | 0 | EIA-860, EIA-860M and EIA-923 | 201603
Estados Unidos | Milford Power Project | Milford Power Co LLC |  | 41.2244 | -73.0997 | Milford | New Haven | Connecticut | 06460 | 55 Shelland Street | 506.7 | 0 | Gas natural |  | 0 | 506.7 | 0 | 0 | 0 | 0 | 0 | 0 | 0 | 0 | 0 | 0 | EIA-860, EIA-860M and EIA-923 | 201603
Estados Unidos | Manchief Electric Generating Station | Manchief Power Co LLC |  | 40.2171 | -103.685 | Brush | Morgan | Colorado | 80723 | 14936 County Road 24 | 264 | 0 | Gas natural |  | 0 | 264 | 0 | 0 | 0 | 0 | 0 | 0 | 0 | 0 | 0 | 0 | EIA-860, EIA-860M and EIA-923 | 201603
Estados Unidos | Walton County Power LLC | SEPG Operating Services, LLC Walton |  | 33.8148 | -83.6954 | Monroe | Walton | Georgia | 30656 | 920 Birch Street | 454.5 | 0 | Gas natural |  | 0 | 454.5 | 0 | 0 | 0 | 0 | 0 | 0 | 0 | 0 | 0 | 0 | EIA-860, EIA-860M and EIA-923 | 201603
Estados Unidos | Desert Basin | Salt River Project |  | 32.9042 | -111.789 | Casa Grande | Pinal | Arizona | 85193 | 1872 N. Burris Rd. | 577 | 0 | Gas natural |  | 0 | 577 | 0 | 0 | 0 | 0 | 0 | 0 | 0 | 0 | 0 | 0 | EIA-860, EIA-860M and EIA-923 | 201603
Estados Unidos | Kendall County Generation Facility | Dynegy Kendall Energy LLC |  | 41.4797 | -88.2581 | Minooka | Kendall | Illinois | 60447 | 1401 County Line Road | 1140 | 0 | Gas natural |  | 0 | 1140 | 0 | 0 | 0 | 0 | 0 | 0 | 0 | 0 | 0 | 0 | EIA-860, EIA-860M and EIA-923 | 201603
Estados Unidos | Tenaska Gateway Generating Station | Tenaska Gateway Partners Ltd |  | 32.0178 | -94.6197 | Mt. Enterprise | Rusk | Texas | 75681 | State Hwy 315 PO Box 697 | 844 | 0 | Gas natural |  | 0 | 844 | 0 | 0 | 0 | 0 | 0 | 0 | 0 | 0 | 0 | 0 | EIA-860, EIA-860M and EIA-923 | 201603
Estados Unidos | Alliant Energy Neenah | Wisconsin Power & Light Co |  | 44.1936 | -88.5064 | Neenah | Winnebago | Wisconsin | 52601 | 200 County Road CB | 303.2 | 0 | Gas natural |  | 0 | 303.2 | 0 | 0 | 0 | 0 | 0 | 0 | 0 | 0 | 0 | 0 | EIA-860, EIA-860M and EIA-923 | 201603
Estados Unidos | Rio Nogales Power Project | City of San Antonio - (TX) |  | 29.5931 | -97.9732 | Seguin | Guadalupe | Texas | 78155 | 711 Rio Nogales Drive | 756 | 0 | Gas natural |  | 0 | 756 | 0 | 0 | 0 | 0 | 0 | 0 | 0 | 0 | 0 | 0 | EIA-860, EIA-860M and EIA-923 | 201603
Estados Unidos | Lee County | South Eastern Elec Devt Corp |  | 32.541 | -85.0389 | Smiths | Lee | Alabama | 36877 | 215 Lee County Road 315 | 100 | 0 | Gas natural |  | 0 | 100 | 0 | 0 | 0 | 0 | 0 | 0 | 0 | 0 | 0 | 0 | EIA-860, EIA-860M and EIA-923 | 201603
Estados Unidos | Wolf Hollow I LP | Exelon Power |  | 32.3342 | -97.7317 | Granbury | Hood | Texas | 76048 | 9201 Wolf Hollow Court | 673.3 | 0 | Gas natural |  | 0 | 673.3 | 0 | 0 | 0 | 0 | 0 | 0 | 0 | 0 | 0 | 0 | EIA-860, EIA-860M and EIA-923 | 201603
Estados Unidos | Hawk Road Facility | Oglethorpe Power Corporation |  | 33.3585 | -84.9914 | Franklin | Heard | Georgia | 30217 | 624 Hawk Rd | 486.9 | 0 | Gas natural |  | 0 | 486.9 | 0 | 0 | 0 | 0 | 0 | 0 | 0 | 0 | 0 | 0 | EIA-860, EIA-860M and EIA-923 | 201603
Estados Unidos | Hays Energy Project | Hays Energy, LLC |  | 29.7806 | -97.9894 | San Marcos | Hays | Texas | 78666 | 1601 Francis Harris Ln | 881 | 0 | Gas natural |  | 0 | 881 | 0 | 0 | 0 | 0 | 0 | 0 | 0 | 0 | 0 | 0 | EIA-860, EIA-860M and EIA-923 | 201603
Estados Unidos | Green Country Energy LLC | Green Country OP Services LLC |  | 35.9833 | -95.9346 | Jenks | Tulsa | Oklahoma | 74037 | 12307 S. Florence Ave. | 783 | 0 | Gas natural |  | 0 | 783 | 0 | 0 | 0 | 0 | 0 | 0 | 0 | 0 | 0 | 0 | EIA-860, EIA-860M and EIA-923 | 201603
Estados Unidos | Worthington Generation LLC | Hoosier Energy R E C, Inc |  | 39.0708 | -87.0128 | Worthington | Greene | Indiana | 47471 | 3 Mi S of Worthington, Hwy 57 | 174.5 | 0 | Gas natural |  | 0 | 174.5 | 0 | 0 | 0 | 0 | 0 | 0 | 0 | 0 | 0 | 0 | EIA-860, EIA-860M and EIA-923 | 201603
Estados Unidos | Lake Road Generating Plant | Lake Road Generating Co LP |  | 41.872 | -71.8958 | Dayville | Windham | Connecticut | 06241 | 56 Alexander Parkway | 757.3 | 0 | Gas natural |  | 0 | 757.3 | 0 | 0 | 0 | 0 | 0 | 0 | 0 | 0 | 0 | 0 | EIA-860, EIA-860M and EIA-923 | 201603
Estados Unidos | La Paloma Generating LLC | La Paloma Generating Co LLC |  | 35.2956 | -119.592 | McKittrick | Kern | California | 93251 | 1760 West Skyline Road | 965.4 | 0 | Gas natural |  | 0 | 965.4 | 0 | 0 | 0 | 0 | 0 | 0 | 0 | 0 | 0 | 0 | EIA-860, EIA-860M and EIA-923 | 201603
Estados Unidos | Guadalupe Generating Station | Guadalupe Power Partners LP |  | 29.6244 | -98.1419 | Marion | Guadalupe | Texas | 78124 | 5740 Weil Road | 986 | 0 | Gas natural |  | 0 | 986 | 0 | 0 | 0 | 0 | 0 | 0 | 0 | 0 | 0 | 0 | EIA-860, EIA-860M and EIA-923 | 201603
Estados Unidos | Lost Pines 1 Power Project | Lower Colorado River Authority |  | 30.1478 | -97.2714 | Bastrop | Bastrop | Texas | 78602 | 256 Power Plant Road | 510 | 0 | Gas natural |  | 0 | 510 | 0 | 0 | 0 | 0 | 0 | 0 | 0 | 0 | 0 | 0 | EIA-860, EIA-860M and EIA-923 | 201603
Estados Unidos | Bluegrass Generating Station | East Kentucky Power Coop, Inc |  | 38.3902 | -85.4133 | LaGrange | Oldham | Kentucky | 40031 | 3095 Commerce Pkwy | 501 | 0 | Gas natural |  | 0 | 501 | 0 | 0 | 0 | 0 | 0 | 0 | 0 | 0 | 0 | 0 | EIA-860, EIA-860M and EIA-923 | 201603
Estados Unidos | Calcasieu | Entergy Louisiana LLC |  | 30.1608 | -93.345 | Sulphur | Calcasieu | Louisiana | 70665 | 1519 Davison Road | 302.1 | 0 | Gas natural |  | 0 | 302.1 | 0 | 0 | 0 | 0 | 0 | 0 | 0 | 0 | 0 | 0 | EIA-860, EIA-860M and EIA-923 | 201603
Estados Unidos | Broad River Energy Center | Broad River Energy LLC |  | 35.0786 | -81.575 | Gaffney | Cherokee | South Carolina | 29340 | 1124 Victory Trail Road | 850.8 | 0 | Gas natural |  | 0 | 850.8 | 0 | 0 | 0 | 0 | 0 | 0 | 0 | 0 | 0 | 0 | EIA-860, EIA-860M and EIA-923 | 201603
Estados Unidos | Bastrop Energy Center | Bastrop Energy Partners, LP |  | 30.1458 | -97.55 | Cedar Creek | Bastrop | Texas | 78602 | 125 Old Bastrop Road | 525 | 0 | Gas natural |  | 0 | 525 | 0 | 0 | 0 | 0 | 0 | 0 | 0 | 0 | 0 | 0 | EIA-860, EIA-860M and EIA-923 | 201603
Estados Unidos | Granite Ridge | Granite Ridge Energy LLC |  | 42.9042 | -71.4261 | Londonderry | Rockingham | New Hampshire | 03053 | 21 North Wentworth Avenue | 678 | 0 | Gas natural |  | 0 | 678 | 0 | 0 | 0 | 0 | 0 | 0 | 0 | 0 | 0 | 0 | EIA-860, EIA-860M and EIA-923 | 201603
Estados Unidos | Bosque County Peaking | Calpine Bosque Energy Center LLC |  | 31.8594 | -97.3586 | Laquna Park | Bosque | Texas | 76644 | PO Box 5436 | 748 | 0 | Gas natural |  | 0 | 748 | 0 | 0 | 0 | 0 | 0 | 0 | 0 | 0 | 0 | 0 | EIA-860, EIA-860M and EIA-923 | 201603
Estados Unidos | Acadia Energy Center | Cleco Power LLC |  | 30.4286 | -92.4131 | Eunice | Acadia | Louisiana | 70535 | 30385 Crowley-Eunice Hwy | 1120.3 | 0 | Gas natural |  | 0 | 1120.3 | 0 | 0 | 0 | 0 | 0 | 0 | 0 | 0 | 0 | 0 | EIA-860, EIA-860M and EIA-923 | 201603
Estados Unidos | Eastman Cogeneration Facility | Eastman Cogeneration LP |  | 32.4481 | -94.6903 | Longview | Harrison | Texas | 75602 | Bldg 121, 2290 Callahan Road | 402.2 | 0 | Gas natural |  | 0 | 402.2 | 0 | 0 | 0 | 0 | 0 | 0 | 0 | 0 | 0 | 0 | EIA-860, EIA-860M and EIA-923 | 201603
Estados Unidos | South Point Energy Center | South Point Energy Center LLC |  | 34.8678 | -114.532 | Mohave Valley | Mohave | Arizona | 86440 | 3779 Courtwright Rd. | 550 | 0 | Gas natural |  | 0 | 550 | 0 | 0 | 0 | 0 | 0 | 0 | 0 | 0 | 0 | 0 | EIA-860, EIA-860M and EIA-923 | 201603
Estados Unidos | Dogwood Energy Facility | Dogwood Power Management, LLC |  | 38.7931 | -94.3006 | Pleasant Hill | Cass | Missouri | 64080 | 25111 E 175th Street | 616 | 0 | Gas natural |  | 0 | 616 | 0 | 0 | 0 | 0 | 0 | 0 | 0 | 0 | 0 | 0 | EIA-860, EIA-860M and EIA-923 | 201603
Estados Unidos | Rathdrum Power LLC | Rathdrum Operating Services Co., Inc. |  | 47.7858 | -116.92 | Rathdrum | Kootenai | Idaho | 83858 | 9924 West Lancaster Road | 248 | 0 | Gas natural |  | 0 | 248 | 0 | 0 | 0 | 0 | 0 | 0 | 0 | 0 | 0 | 0 | EIA-860, EIA-860M and EIA-923 | 201603
Estados Unidos | Sunrise Power LLC | Sunrise Power Co LLC |  | 35.2097 | -119.585 | Fellows | Kern | California | 93224 | 12857 Sunrise Road | 545 | 0 | Gas natural |  | 0 | 545 | 0 | 0 | 0 | 0 | 0 | 0 | 0 | 0 | 0 | 0 | EIA-860, EIA-860M and EIA-923 | 201603
Estados Unidos | Nelson Energy Center | Invenergy Services LLC |  | 41.7744 | -89.6072 | Rock Falls | Lee | Illinois | 61071 | 1311 Nelson Road | 570.6 | 0 | Gas natural |  | 0 | 570.6 | 0 | 0 | 0 | 0 | 0 | 0 | 0 | 0 | 0 | 0 | EIA-860, EIA-860M and EIA-923 | 201603
Estados Unidos | Channelview Cogeneration Plant | EIF Channelview Cogeneration LLC |  | 29.837 | -95.1217 | Channelview | Harris | Texas | 77049 | 8580 Sheldon Road | 833 | 0 | Gas natural |  | 0 | 833 | 0 | 0 | 0 | 0 | 0 | 0 | 0 | 0 | 0 | 0 | EIA-860, EIA-860M and EIA-923 | 201603
Estados Unidos | Cordova Energy | Cordova Energy Co LLC |  | 41.7122 | -90.2797 | Cordova | Rock Island | Illinois | 61242 | 24712 192nd Ave. North | 521.2 | 0 | Gas natural |  | 0 | 521.2 | 0 | 0 | 0 | 0 | 0 | 0 | 0 | 0 | 0 | 0 | EIA-860, EIA-860M and EIA-923 | 201603
Estados Unidos | Osceola (FL) | NRG Florida LP |  | 28.1289 | -81.0978 | St. Cloud | Osceola | Florida | 34773 | 5200 Holopaw Road | 471 | 0 | Gas natural |  | 0 | 471 | 0 | 0 | 0 | 0 | 0 | 0 | 0 | 0 | 0 | 0 | EIA-860, EIA-860M and EIA-923 | 201603
Estados Unidos | Ontelaunee Energy Center | Ontelaunee Energy Center |  | 40.4219 | -75.9356 | Reading | Berks | Pennsylvania | 19605 | 5115 Pottsville Pike | 526 | 0 | Gas natural |  | 0 | 526 | 0 | 0 | 0 | 0 | 0 | 0 | 0 | 0 | 0 | 0 | EIA-860, EIA-860M and EIA-923 | 201603
Estados Unidos | Caledonia | Tennessee Valley Authority |  | 33.6464 | -88.2717 | Steens | Lowndes | Mississippi | 39766 | 255 Lone Oak Rd. | 765 | 0 | Gas natural |  | 0 | 765 | 0 | 0 | 0 | 0 | 0 | 0 | 0 | 0 | 0 | 0 | EIA-860, EIA-860M and EIA-923 | 201603
Estados Unidos | Riverside Generating LLC | Riverside Generating Co LLC |  | 38.1917 | -82.6046 | Catlettsburg | Lawrence | Kentucky | 41129 | 25038 Hwy 23 | 825 | 0 | Gas natural |  | 0 | 825 | 0 | 0 | 0 | 0 | 0 | 0 | 0 | 0 | 0 | 0 | EIA-860, EIA-860M and EIA-923 | 201603
Estados Unidos | Elwood Energy LLC | Elwood Energy LLC |  | 41.4388 | -88.1236 | Elwood | Will | Illinois | 60421 | 24391 Patterson RD | 1350 | 0 | Gas natural |  | 0 | 1350 | 0 | 0 | 0 | 0 | 0 | 0 | 0 | 0 | 0 | 0 | EIA-860, EIA-860M and EIA-923 | 201603
Estados Unidos | Arapahoe Combustion Turbine Project | SWG Arapahoe, LLC |  | 39.6692 | -105.002 | Denver | Denver | Colorado | 80223 | 2601 South Platte River Road | 122.5 | 0 | Gas natural |  | 0 | 122.5 | 0 | 0 | 0 | 0 | 0 | 0 | 0 | 0 | 0 | 0 | EIA-860, EIA-860M and EIA-923 | 201603
Estados Unidos | Gibson City Energy Center LLC | Mainline Generation LLC |  | 40.4705 | -88.3987 | Gibson City | Ford | Illinois | 60936 | 545 N. Jordan Dr. | 228 | 0 | Gas natural |  | 0 | 228 | 0 | 0 | 0 | 0 | 0 | 0 | 0 | 0 | 0 | 0 | EIA-860, EIA-860M and EIA-923 | 201603
Estados Unidos | Pinckneyville | Union Electric Co - (MO) |  | 38.1114 | -89.3467 | Pinckneyville | Perry | Illinois | 62274 | 4646 White Walnut Road | 316 | 0 | Gas natural |  | 0 | 316 | 0 | 0 | 0 | 0 | 0 | 0 | 0 | 0 | 0 | 0 | EIA-860, EIA-860M and EIA-923 | 201603
Estados Unidos | Kinmundy | Union Electric Co - (MO) |  | 38.7619 | -89.0128 | Patoka | Marion | Illinois | 62854 | 2816 Kinoka Road | 206 | 0 | Gas natural |  | 0 | 206 | 0 | 0 | 0 | 0 | 0 | 0 | 0 | 0 | 0 | 0 | EIA-860, EIA-860M and EIA-923 | 201603
Estados Unidos | Corpus Christi Energy Center | Corpus Christi Cogeneration LLC |  | 27.8139 | -97.4283 | Corpus Christi | Nueces | Texas | 78407 | 3952 Buddy Lawrence Drive | 469 | 0 | Gas natural |  | 0 | 469 | 0 | 0 | 0 | 0 | 0 | 0 | 0 | 0 | 0 | 0 | EIA-860, EIA-860M and EIA-923 | 201603
Estados Unidos | Lake Benton I | Allete Clean Energy |  | 44.2917 | -96.375 | Lake Benton | Lincoln | Minnesota | 56149 | Highway 14 | 107.2 | 107.2 | Eólica | Eólica | 0 | 0 | 0 | 0 | 0 | 0 | 0 | 0 | 107.2 | 0 | 0 | 0 | EIA-860, EIA-860M and EIA-923 | 201603
Estados Unidos | Afton Generating Station | Public Service Co of NM |  | 32.1142 | -106.846 | La Mesa | Dona Ana | New Mexico | 88044 | 10100 West Afton Road | 235.6 | 0 | Gas natural |  | 0 | 235.6 | 0 | 0 | 0 | 0 | 0 | 0 | 0 | 0 | 0 | 0 | EIA-860, EIA-860M and EIA-923 | 201603
Estados Unidos | ANP Bellingham Energy Project | ANP Bellingham Energy Company LLC |  | 42.1106 | -71.4535 | Bellingham | Norfolk | Massachusetts | 02019 | 155 Maple Street | 502 | 0 | Gas natural |  | 0 | 502 | 0 | 0 | 0 | 0 | 0 | 0 | 0 | 0 | 0 | 0 | EIA-860, EIA-860M and EIA-923 | 201603
Estados Unidos | ANP Blackstone Energy Project | ANP Blackstone Energy Company LLC |  | 42.0599 | -71.5158 | Blackstone | Worcester | Massachusetts | 01504 | 204 Elm Street | 486.6 | 0 | Gas natural |  | 0 | 486.6 | 0 | 0 | 0 | 0 | 0 | 0 | 0 | 0 | 0 | 0 | EIA-860, EIA-860M and EIA-923 | 201603
Estados Unidos | Odessa Ector Generating Station | Odessa-Ector Power Partners LP |  | 31.8403 | -102.326 | Odessa | Ector | Texas | 79766 | 2200 I-20 East | 984 | 0 | Gas natural |  | 0 | 984 | 0 | 0 | 0 | 0 | 0 | 0 | 0 | 0 | 0 | 0 | EIA-860, EIA-860M and EIA-923 | 201603
Estados Unidos | Morris Cogeneration LLC | Morris Cogeneration LLC |  | 41.4119 | -88.3328 | Morris | Grundy | Illinois | 60450 | 8805 N Tabler Rd. | 183.8 | 0 | Gas natural |  | 0 | 183.8 | 0 | 0 | 0 | 0 | 0 | 0 | 0 | 0 | 0 | 0 | EIA-860, EIA-860M and EIA-923 | 201603
Estados Unidos | Los Medanos Energy Center | Los Medanos Energy Center LLC |  | 38.0301 | -121.873 | Pittsburg | Contra Costa | California | 94565 | PO BOX 551, 750 East Third St. | 567 | 0 | Gas natural |  | 0 | 567 | 0 | 0 | 0 | 0 | 0 | 0 | 0 | 0 | 0 | 0 | EIA-860, EIA-860M and EIA-923 | 201603
Estados Unidos | Hinds Energy Facility | Entergy Mississippi Inc |  | 32.379 | -90.2199 | Jackson | Hinds | Mississippi | 39213 | 3889 Beasley Road | 444.4 | 0 | Gas natural |  | 0 | 444.4 | 0 | 0 | 0 | 0 | 0 | 0 | 0 | 0 | 0 | 0 | EIA-860, EIA-860M and EIA-923 | 201603
Estados Unidos | Attala | Entergy Mississippi Inc |  | 33.0147 | -89.6753 | Sallis | Attala | Mississippi | 39160 | 2261Attala Road 4969 | 452.8 | 0 | Gas natural |  | 0 | 452.8 | 0 | 0 | 0 | 0 | 0 | 0 | 0 | 0 | 0 | 0 | EIA-860, EIA-860M and EIA-923 | 201603
Estados Unidos | Harry L. Oswald | Arkansas Electric Coop Corp |  | 34.5923 | -92.2166 | Little Rock | Pulaski | Arkansas | 72206 | 17400 Hwy 365 | 548 | 0 | Gas natural |  | 0 | 548 | 0 | 0 | 0 | 0 | 0 | 0 | 0 | 0 | 0 | 0 | EIA-860, EIA-860M and EIA-923 | 201603
Estados Unidos | Lincoln Generating Facility | Lincoln Generating Facility LLC |  | 41.3933 | -87.9436 | Manhattan | Will | Illinois | 60442 | 27150 S. Kankakee St. | 622.9 | 0 | Gas natural |  | 0 | 622.9 | 0 | 0 | 0 | 0 | 0 | 0 | 0 | 0 | 0 | 0 | EIA-860, EIA-860M and EIA-923 | 201603
Estados Unidos | Ennis Power Company LLC | Ennis Power Company LLC |  | 32.32 | -96.675 | Ennis | Ellis | Texas | 75119 | 4001 West Ennis Avenue | 359.5 | 0 | Gas natural |  | 0 | 359.5 | 0 | 0 | 0 | 0 | 0 | 0 | 0 | 0 | 0 | 0 | EIA-860, EIA-860M and EIA-923 | 201603
Estados Unidos | Wheatland Generating Facility | Duke Energy Indiana, LLC |  | 38.6716 | -87.2931 | Wheatland | Knox | Indiana | 47597 | 480 North Hall Road | 460 | 0 | Gas natural |  | 0 | 460 | 0 | 0 | 0 | 0 | 0 | 0 | 0 | 0 | 0 | 0 | EIA-860, EIA-860M and EIA-923 | 201603
Estados Unidos | Oneta Energy Center | Oneta Power LLC |  | 36.0119 | -95.6967 | Broken Arrow | Wagoner | Oklahoma | 74014 | 25142 East 105th ST. South | 1086.4 | 0 | Gas natural |  | 0 | 1086.4 | 0 | 0 | 0 | 0 | 0 | 0 | 0 | 0 | 0 | 0 | EIA-860, EIA-860M and EIA-923 | 201603
Estados Unidos | Freestone Energy Center | Freestone Power Generation LLC |  | 31.8907 | -96.1131 | Fairfield | Freestone | Texas | 75840 | 1366 FM 488 | 953 | 0 | Gas natural |  | 0 | 953 | 0 | 0 | 0 | 0 | 0 | 0 | 0 | 0 | 0 | 0 | EIA-860, EIA-860M and EIA-923 | 201603
Estados Unidos | Greenville Electric Generating Station | Buckeye Power, Inc |  | 40.0758 | -84.6151 | Greenville | Darke | Ohio | 45331 | 5119 Sebring Warner Road | 196 | 0 | Gas natural |  | 0 | 196 | 0 | 0 | 0 | 0 | 0 | 0 | 0 | 0 | 0 | 0 | EIA-860, EIA-860M and EIA-923 | 201603
Estados Unidos | Montpelier Electric Generating Station | AES Ohio Generation LLC |  | 40.6206 | -85.3057 | Poneto | Wells | Indiana | 46781 | 8495 South 450 West | 180 | 0 | Gas natural |  | 0 | 180 | 0 | 0 | 0 | 0 | 0 | 0 | 0 | 0 | 0 | 0 | EIA-860, EIA-860M and EIA-923 | 201603
Estados Unidos | Jack County | Brazos Electric Power Coop Inc |  | 33.101 | -97.9574 | Bridgeport | Wise | Texas | 76426 | 3844 Henderson Ranch rd. | 1241 | 0 | Gas natural |  | 0 | 1241 | 0 | 0 | 0 | 0 | 0 | 0 | 0 | 0 | 0 | 0 | EIA-860, EIA-860M and EIA-923 | 201603
Estados Unidos | Liberty Electric Power Plant | Liberty Electric Power LLC |  | 39.8614 | -75.3358 | Eddystone | Delaware | Pennsylvania | 19022 | 1000 Industrial Highway | 541 | 0 | Gas natural |  | 0 | 541 | 0 | 0 | 0 | 0 | 0 | 0 | 0 | 0 | 0 | 0 | EIA-860, EIA-860M and EIA-923 | 201603
Estados Unidos | Marshall Energy Facility | Tennessee Valley Authority |  | 37.0286 | -88.3958 | Calvert City | Marshall | Kentucky | 42029 | 6264 Industrial Parkway | 581.6 | 0 | Gas natural |  | 0 | 581.6 | 0 | 0 | 0 | 0 | 0 | 0 | 0 | 0 | 0 | 0 | EIA-860, EIA-860M and EIA-923 | 201603
Estados Unidos | Handsome Lake Energy LLC | Handsome Lake Energy LLC |  | 41.2908 | -79.8061 | Kennerdell | Venango | Pennsylvania | 16374 | 173 Complanter Lane | 267.5 | 0 | Gas natural |  | 0 | 267.5 | 0 | 0 | 0 | 0 | 0 | 0 | 0 | 0 | 0 | 0 | EIA-860, EIA-860M and EIA-923 | 201603
Estados Unidos | Audrain Generating Station | Union Electric Co - (MO) |  | 39.3092 | -91.5369 | Vandalia | Audrain | Missouri | 63382 | 40897 Highway P | 600 | 0 | Gas natural |  | 0 | 600 | 0 | 0 | 0 | 0 | 0 | 0 | 0 | 0 | 0 | 0 | EIA-860, EIA-860M and EIA-923 | 201603
Estados Unidos | Lee Energy Facility | Dynegy Lee Energy Facility |  | 41.8287 | -89.4054 | Dixon | Lee | Illinois | 61021 | 1674 Red Brick Rd. | 568 | 0 | Gas natural |  | 0 | 568 | 0 | 0 | 0 | 0 | 0 | 0 | 0 | 0 | 0 | 0 | EIA-860, EIA-860M and EIA-923 | 201603
Estados Unidos | Energy Shelby County | NRG Wholesale Generation LP |  | 39.2794 | -88.4772 | Neoga | Shelby | Illinois | 62447 | Centerline Road 344A Route 1 | 336 | 0 | Gas natural |  | 0 | 336 | 0 | 0 | 0 | 0 | 0 | 0 | 0 | 0 | 0 | 0 | EIA-860, EIA-860M and EIA-923 | 201603
Estados Unidos | NRG Rockford I | Indeck Operations Inc |  | 42.2386 | -89.1012 | Rockford | Winnebago | Illinois | 61104 | 136 Harrison Ave | 299.6 | 0 | Gas natural |  | 0 | 299.6 | 0 | 0 | 0 | 0 | 0 | 0 | 0 | 0 | 0 | 0 | EIA-860, EIA-860M and EIA-923 | 201603
Estados Unidos | Red Oak Power LLC | Red Oak Operating Services LLC |  | 40.4487 | -74.3489 | Sayerville | Middlesex | New Jersey | 08872 | 832 Red Oak Lane | 765.9 | 0 | Gas natural |  | 0 | 765.9 | 0 | 0 | 0 | 0 | 0 | 0 | 0 | 0 | 0 | 0 | EIA-860, EIA-860M and EIA-923 | 201603
Estados Unidos | Hog Bayou Energy Center | Mobile Energy LLC |  | 30.7478 | -88.0575 | Mobile | Mobile | Alabama | 36610 | 1003 Paper Mill Rd. | 230 | 0 | Gas natural |  | 0 | 230 | 0 | 0 | 0 | 0 | 0 | 0 | 0 | 0 | 0 | 0 | EIA-860, EIA-860M and EIA-923 | 201603
Estados Unidos | Santa Rosa Energy Center | Santa Rosa Energy Center LLC |  | 30.5664 | -87.115 | Pace | Santa Rosa | Florida | 32571 | 5001 Sterling Way | 235.9 | 0 | Gas natural |  | 0 | 235.9 | 0 | 0 | 0 | 0 | 0 | 0 | 0 | 0 | 0 | 0 | EIA-860, EIA-860M and EIA-923 | 201603
Estados Unidos | Astoria Gas Turbines | NRG Astoria Gas Turbine Operations Inc |  | 40.787 | -73.9048 | Astoria | Queens | New York | 11105 | 31-01 20th Avenue | 515.4 | 0 | Gas natural |  | 0 | 409.7 | 105.7 | 0 | 0 | 0 | 0 | 0 | 0 | 0 | 0 | 0 | EIA-860, EIA-860M and EIA-923 | 201603
Estados Unidos | Doyle Energy Facility | Oglethorpe Power Corporation |  | 33.8377 | -83.6996 | Monroe | Walton | Georgia | 30656 | 1318 Gratis Road | 326.7 | 0 | Gas natural |  | 0 | 326.7 | 0 | 0 | 0 | 0 | 0 | 0 | 0 | 0 | 0 | 0 | EIA-860, EIA-860M and EIA-923 | 201603
Estados Unidos | Darby Electric Generating Station | AEP Generation Resources Inc |  | 39.7139 | -83.1778 | Mt Sterling | Pickaway | Ohio | 43143 | 12509 Adkins Road | 435 | 0 | Gas natural |  | 0 | 435 | 0 | 0 | 0 | 0 | 0 | 0 | 0 | 0 | 0 | 0 | EIA-860, EIA-860M and EIA-923 | 201603
Estados Unidos | Tait Electric Generating Station | AES Ohio Generation LLC |  | 39.7277 | -84.2095 | Dayton | Montgomery | Ohio | 45439 | 2101 Arbor Boulevard | 340 | 0 | Gas natural |  | 0 | 340 | 0 | 0 | 0 | 0 | 0 | 0 | 0 | 0 | 0 | 0 | EIA-860, EIA-860M and EIA-923 | 201603
Estados Unidos | University Park South | University Park Energy LLC |  | 41.4409 | -87.7532 | University Park | Will | Illinois | 60484 | 2635 Dralle Road | 300 | 0 | Gas natural |  | 0 | 300 | 0 | 0 | 0 | 0 | 0 | 0 | 0 | 0 | 0 | 0 | EIA-860, EIA-860M and EIA-923 | 201603
Estados Unidos | Gleason Generating Facility | Tennessee Valley Authority |  | 36.2454 | -88.612 | Gleason | Weakley | Tennessee | 38229 | 1166 James Mill Road | 360 | 0 | Gas natural |  | 0 | 360 | 0 | 0 | 0 | 0 | 0 | 0 | 0 | 0 | 0 | 0 | EIA-860, EIA-860M and EIA-923 | 201603
Estados Unidos | Crete Energy Venture LLC | Crete Energy Venture LLC |  | 41.4294 | -87.6187 | Crete | Will | Illinois | 60417 | 25400 Hartman Drive | 300 | 0 | Gas natural |  | 0 | 300 | 0 | 0 | 0 | 0 | 0 | 0 | 0 | 0 | 0 | 0 | EIA-860, EIA-860M and EIA-923 | 201603
Estados Unidos | Whiting Clean Energy | BP Alternative Energy |  | 41.6739 | -87.4775 | Whiting | Lake | Indiana | 46394 | 2155 Standard Ave. | 513 | 0 | Gas natural |  | 0 | 513 | 0 | 0 | 0 | 0 | 0 | 0 | 0 | 0 | 0 | 0 | EIA-860, EIA-860M and EIA-923 | 201603
Estados Unidos | Lake Benton II | Lake Benton Power Part II LLC |  | 44.1294 | -96.117 | Ruthton | Pipestone | Minnesota | 56170 | 150 Evans Street | 103.5 | 103.5 | Eólica | Eólica | 0 | 0 | 0 | 0 | 0 | 0 | 0 | 0 | 103.5 | 0 | 0 | 0 | EIA-860, EIA-860M and EIA-923 | 201603
Estados Unidos | Edward L. Addison Generating Plant | Southern Power Co |  | 32.9111 | -84.3064 | Thomaston | Upson | Georgia | 30286 | 95 Edward L. Addison Parkway | 595.1 | 0 | Gas natural |  | 0 | 595.1 | 0 | 0 | 0 | 0 | 0 | 0 | 0 | 0 | 0 | 0 | EIA-860, EIA-860M and EIA-923 | 201603
Estados Unidos | TVA Southaven Combined Cycle | Tennessee Valley Authority |  | 34.9939 | -90.0378 | Southhaven | DeSoto | Mississippi | 38671 | 2882 Stateline Rd | 780 | 0 | Gas natural |  | 0 | 780 | 0 | 0 | 0 | 0 | 0 | 0 | 0 | 0 | 0 | 0 | EIA-860, EIA-860M and EIA-923 | 201603
Estados Unidos | Jackson Generating Station | Consumers Energy Co |  | 42.2488 | -84.3767 | Jackson | Jackson | Michigan | 49203 | 2219 Chapin St | 564 | 0 | Gas natural |  | 0 | 564 | 0 | 0 | 0 | 0 | 0 | 0 | 0 | 0 | 0 | 0 | EIA-860, EIA-860M and EIA-923 | 201603
Estados Unidos | Tenaska Lindsay Hill Generating Station | Tenaska Alabama Partners LP |  | 32.6514 | -86.7386 | Billingsley | Autauga | Alabama | 36006 | 3405 County Road 26 | 845 | 0 | Gas natural |  | 0 | 845 | 0 | 0 | 0 | 0 | 0 | 0 | 0 | 0 | 0 | 0 | EIA-860, EIA-860M and EIA-923 | 201603
Estados Unidos | Ceredo Generating Station | Appalachian Power Co |  | 38.3681 | -82.5339 | Huntington | Wayne | West Virginia | 25704 | 1662 Walker Branch Road | 450 | 0 | Gas natural |  | 0 | 450 | 0 | 0 | 0 | 0 | 0 | 0 | 0 | 0 | 0 | 0 | EIA-860, EIA-860M and EIA-923 | 201603
Estados Unidos | Aurora | NRG Wholesale Generation LP |  | 41.8151 | -88.2265 | Aurora | DuPage | Illinois | 60504 | 2909 North Eola Road | 832 | 0 | Gas natural |  | 0 | 832 | 0 | 0 | 0 | 0 | 0 | 0 | 0 | 0 | 0 | 0 | EIA-860, EIA-860M and EIA-923 | 201603
Estados Unidos | Southeast Chicago Energy Project | Exelon Power |  | 41.7181 | -87.5449 | Chicago | Cook | Illinois | 60617 | 3141 East 96th St. | 296 | 0 | Gas natural |  | 0 | 296 | 0 | 0 | 0 | 0 | 0 | 0 | 0 | 0 | 0 | 0 | EIA-860, EIA-860M and EIA-923 | 201603
Estados Unidos | Arlington Valley Energy Facility | Arlington Valley LLC |  | 33.3417 | -112.89 | Arlington | Maricopa | Arizona | 85322 | 39027 W Elliot Road | 580 | 0 | Gas natural |  | 0 | 580 | 0 | 0 | 0 | 0 | 0 | 0 | 0 | 0 | 0 | 0 | EIA-860, EIA-860M and EIA-923 | 201603
Estados Unidos | Front Range Power Plant | City of Colorado Springs - (CO) |  | 38.6281 | -104.707 | Fountain | El Paso | Colorado | 80817 | 6615 Generation Drive | 460 | 0 | Gas natural |  | 0 | 460 | 0 | 0 | 0 | 0 | 0 | 0 | 0 | 0 | 0 | 0 | EIA-860, EIA-860M and EIA-923 | 201603
Estados Unidos | Big Sandy Peaker Plant | Big Sandy Peaker Plant LLC |  | 38.3441 | -82.5938 | Kenona | Wayne | West Virginia | 25530 | 2570 Route 52 | 300 | 0 | Gas natural |  | 0 | 300 | 0 | 0 | 0 | 0 | 0 | 0 | 0 | 0 | 0 | 0 | EIA-860, EIA-860M and EIA-923 | 201603
Estados Unidos | Wolf Hills Energy | Wolf Hills Energy LLC |  | 36.6644 | -82.1044 | Bristol | Washington | Virginia | 24202 | 14555 Industrial Park Rd | 250 | 0 | Gas natural |  | 0 | 250 | 0 | 0 | 0 | 0 | 0 | 0 | 0 | 0 | 0 | 0 | EIA-860, EIA-860M and EIA-923 | 201603
Estados Unidos | Oleander Power Project LP | Southern Power Co |  | 28.3661 | -80.7947 | Cocoa | Brevard | Florida | 32926 | 555 Townsend Rd | 790.2 | 0 | Gas natural |  | 0 | 790.2 | 0 | 0 | 0 | 0 | 0 | 0 | 0 | 0 | 0 | 0 | EIA-860, EIA-860M and EIA-923 | 201603
Estados Unidos | Decatur Energy Center | Decatur Energy Center LLC |  | 34.6292 | -87.0214 | Decatur | Morgan | Alabama | 35601 | 2024 Highway 20 West | 725 | 0 | Gas natural |  | 0 | 725 | 0 | 0 | 0 | 0 | 0 | 0 | 0 | 0 | 0 | 0 | EIA-860, EIA-860M and EIA-923 | 201603
Estados Unidos | Morgan Energy Center | Morgan Energy Center LLC |  | 34.6397 | -87.0639 | Decatur | Morgan | Alabama | 35601 | 1410 Red Hat Road | 749 | 0 | Gas natural |  | 0 | 749 | 0 | 0 | 0 | 0 | 0 | 0 | 0 | 0 | 0 | 0 | EIA-860, EIA-860M and EIA-923 | 201603
Estados Unidos | Westbrook Energy Center Power Plant | Westbrook Energy Center |  | 43.6575 | -70.375 | Westbrook | Cumberland | Maine | 04092 | 60 Eisenhower Drive | 506 | 0 | Gas natural |  | 0 | 506 | 0 | 0 | 0 | 0 | 0 | 0 | 0 | 0 | 0 | 0 | EIA-860, EIA-860M and EIA-923 | 201603
Estados Unidos | Blythe Energy Inc | AltaGas Blythe Operations Inc |  | 33.6157 | -114.687 | Blythe | Riverside | California | 92225 | 385 N Buck Blvd. | 514 | 0 | Gas natural |  | 0 | 514 | 0 | 0 | 0 | 0 | 0 | 0 | 0 | 0 | 0 | 0 | EIA-860, EIA-860M and EIA-923 | 201603
Estados Unidos | Calumet Energy Team LLC | IPA Operations Inc - Calumet |  | 41.6835 | -87.5563 | Chicago | Cook | Illinois | 60617 | 11653 S Torrance Ave | 321.2 | 0 | Gas natural |  | 0 | 321.2 | 0 | 0 | 0 | 0 | 0 | 0 | 0 | 0 | 0 | 0 | EIA-860, EIA-860M and EIA-923 | 201603
Estados Unidos | New Covert Generating Facility | New Covert Generating Company LLC |  | 42.3224 | -86.2937 | Covert | Van Buren | Michigan | 49043 | 26000 77th Street | 1040.1 | 0 | Gas natural |  | 0 | 1040.1 | 0 | 0 | 0 | 0 | 0 | 0 | 0 | 0 | 0 | 0 | EIA-860, EIA-860M and EIA-923 | 201603
Estados Unidos | Fairless Energy Center | Fairless Energy LLC |  | 40.1475 | -74.7411 | Fairless Hills | Bucks | Pennsylvania | 19030 | 50 Energy Drive | 1272 | 0 | Gas natural |  | 0 | 1272 | 0 | 0 | 0 | 0 | 0 | 0 | 0 | 0 | 0 | 0 | EIA-860, EIA-860M and EIA-923 | 201603
Estados Unidos | Channel Energy Center LLC | Channel Energy Center LLC |  | 29.7189 | -95.2319 | Pasadena | Harris | Texas | 77506 | 451 Light Company Road | 768 | 0 | Gas natural |  | 0 | 768 | 0 | 0 | 0 | 0 | 0 | 0 | 0 | 0 | 0 | 0 | EIA-860, EIA-860M and EIA-923 | 201603
Estados Unidos | Baconton Power Plant | Baconton Power LLC |  | 31.3869 | -84.08 | Baconton | Mitchell | Georgia | 31716 | 2237 Hatcher Hill Rd | 196 | 0 | Gas natural |  | 0 | 196 | 0 | 0 | 0 | 0 | 0 | 0 | 0 | 0 | 0 | 0 | EIA-860, EIA-860M and EIA-923 | 201603
Estados Unidos | Gila River Power Station | Gila River Power Station LP |  | 32.975 | -112.694 | Gila Bend | Maricopa | Arizona | 85337 | 1250 East Watermelon Road | 515 | 0 | Gas natural |  | 0 | 515 | 0 | 0 | 0 | 0 | 0 | 0 | 0 | 0 | 0 | 0 | EIA-860, EIA-860M and EIA-923 | 201603
Estados Unidos | Air Products Port Arthur | Air Products LLC |  | 29.8665 | -93.9651 | Port Arthur | Jefferson | Texas | 77640 | 1801 S Gulfway Drive | 158.9 | 0 | Gas natural |  | 0 | 158.9 | 0 | 0 | 0 | 0 | 0 | 0 | 0 | 0 | 0 | 0 | EIA-860, EIA-860M and EIA-923 | 201603
Estados Unidos | Ingleside Cogeneration | Ingleside Cogeneration LP |  | 27.8828 | -97.2428 | Houston | San Patricio | Texas | 77046 | St. Hwy 361 | 460 | 0 | Gas natural |  | 0 | 460 | 0 | 0 | 0 | 0 | 0 | 0 | 0 | 0 | 0 | 0 | EIA-860, EIA-860M and EIA-923 | 201603
Estados Unidos | Fore River Generating Station | Calpine Fore River Energy Center, LLC |  | 42.2422 | -70.9661 | North Weymouth | Norfolk | Massachusetts | 02191 | 9 Bridge Street | 726 | 0 | Gas natural |  | 0 | 726 | 0 | 0 | 0 | 0 | 0 | 0 | 0 | 0 | 0 | 0 | EIA-860, EIA-860M and EIA-923 | 201603
Estados Unidos | Indian River | Orlando Utilities Comm |  | 28.4932 | -80.7802 | Titusville | Brevard | Florida | 32780 | 7800 South Highway US 1 | 576.4 | 0 | Gas natural |  | 0 | 576.4 | 0 | 0 | 0 | 0 | 0 | 0 | 0 | 0 | 0 | 0 | EIA-860, EIA-860M and EIA-923 | 201603
Estados Unidos | Wise County Power LLC | Wise County Power Company LLC |  | 33.0583 | -97.9103 | Poolville | Wise | Texas | 76487 | 800 Boons Creek Lane | 680 | 0 | Gas natural |  | 0 | 680 | 0 | 0 | 0 | 0 | 0 | 0 | 0 | 0 | 0 | 0 | EIA-860, EIA-860M and EIA-923 | 201603
Estados Unidos | Chuck Lenzie Generating Station | Nevada Power Co |  | 36.3837 | -114.922 | Apex | Clark | Nevada | 89124 | 11405 US Highway 93 | 1170 | 0 | Gas natural |  | 0 | 1170 | 0 | 0 | 0 | 0 | 0 | 0 | 0 | 0 | 0 | 0 | EIA-860, EIA-860M and EIA-923 | 201603
Estados Unidos | Baytown Energy Center | Baytown Energy Center LLC |  | 29.7731 | -94.9019 | Baytown | Chambers | Texas | 77520 | 8605 FM 1405 | 770 | 0 | Gas natural |  | 0 | 770 | 0 | 0 | 0 | 0 | 0 | 0 | 0 | 0 | 0 | 0 | EIA-860, EIA-860M and EIA-923 | 201603
Estados Unidos | Hermiston Power Partnership | Hermiston Power Partnership |  | 45.794 | -119.313 | Hermiston | Umatilla | Oregon | 97838 | 78910 Simplot Road | 615 | 0 | Gas natural |  | 0 | 615 | 0 | 0 | 0 | 0 | 0 | 0 | 0 | 0 | 0 | 0 | EIA-860, EIA-860M and EIA-923 | 201603
Estados Unidos | Washington County Power LLC | SEPG Operating Services, LLC WCP |  | 33.0922 | -82.98 | Sandersville | Washington | Georgia | 31082 | 1177 County Line Road | 615.5 | 0 | Gas natural |  | 0 | 615.5 | 0 | 0 | 0 | 0 | 0 | 0 | 0 | 0 | 0 | 0 | EIA-860, EIA-860M and EIA-923 | 201603
Estados Unidos | Delta Energy Center | Delta Energy Center LLC |  | 38.0169 | -121.844 | Pittsburgh | Contra Costa | California | 94565 | 1200 Arcy Lane | 769.1 | 0 | Gas natural |  | 0 | 769.1 | 0 | 0 | 0 | 0 | 0 | 0 | 0 | 0 | 0 | 0 | EIA-860, EIA-860M and EIA-923 | 201603
Estados Unidos | Holland Energy Facility | NAES Corporation - (WA) |  | 39.2231 | -88.7584 | Beecher City | Shelby | Illinois | 62414 | 2160 E 000 North Road | 612.7 | 0 | Gas natural |  | 0 | 612.7 | 0 | 0 | 0 | 0 | 0 | 0 | 0 | 0 | 0 | 0 | EIA-860, EIA-860M and EIA-923 | 201603
Estados Unidos | TalenEnergy Ironwood LLC | TalenEnergy Ironwood LLC |  | 40.3509 | -76.3658 | Lebanon | Lebanon | Pennsylvania | 17042 | 305 Prescott Road | 660.1 | 0 | Gas natural |  | 0 | 660.1 | 0 | 0 | 0 | 0 | 0 | 0 | 0 | 0 | 0 | 0 | EIA-860, EIA-860M and EIA-923 | 201603
Estados Unidos | Dell Power Station | Associated Electric Coop, Inc |  | 35.8619 | -90.0253 | Dell | Mississippi | Arkansas | 72426 | 301 E State Highway 18 | 437 | 0 | Gas natural |  | 0 | 437 | 0 | 0 | 0 | 0 | 0 | 0 | 0 | 0 | 0 | 0 | EIA-860, EIA-860M and EIA-923 | 201603
Estados Unidos | Luna Energy Facility | Public Service Co of NM |  | 32.2994 | -107.783 | Deming | Luna | New Mexico | 88030 | 1895 Arrowhead Dr., NW | 559 | 0 | Gas natural |  | 0 | 559 | 0 | 0 | 0 | 0 | 0 | 0 | 0 | 0 | 0 | 0 | EIA-860, EIA-860M and EIA-923 | 201603
Estados Unidos | Otay Mesa Generating Project | Otay Mesa Energy Center LLC |  | 32.5815 | -116.915 | San Diego | San Diego | California | 92154 | 606 De LA Fuente Court | 571 | 0 | Gas natural |  | 0 | 571 | 0 | 0 | 0 | 0 | 0 | 0 | 0 | 0 | 0 | 0 | EIA-860, EIA-860M and EIA-923 | 201603
Estados Unidos | Armstrong | IPA Operations Inc - Armstrong |  | 40.638 | -79.3517 | Shelocta | Armstrong | Pennsylvania | 15774 | 2313 State Route 156 | 603.1 | 0 | Gas natural |  | 0 | 603.1 | 0 | 0 | 0 | 0 | 0 | 0 | 0 | 0 | 0 | 0 | EIA-860, EIA-860M and EIA-923 | 201603
Estados Unidos | Troy Energy LLC | Troy Energy LLC |  | 41.4772 | -83.4598 | Luckey | Wood | Ohio | 43443 | 22379 Pemberville Road | 584 | 0 | Gas natural |  | 0 | 584 | 0 | 0 | 0 | 0 | 0 | 0 | 0 | 0 | 0 | 0 | EIA-860, EIA-860M and EIA-923 | 201603
Estados Unidos | Pleasants Energy LLC | Pleasants Energy LLC |  | 39.3325 | -81.3642 | St Mary's | Pleasants | West Virginia | 26170 | 10319 South Pleasants Highway | 321.3 | 0 | Gas natural |  | 0 | 321.3 | 0 | 0 | 0 | 0 | 0 | 0 | 0 | 0 | 0 | 0 | EIA-860, EIA-860M and EIA-923 | 201603
Estados Unidos | Dresden Energy Facility | Appalachian Power Co |  | 40.0928 | -82.0276 | Dresden | Muskingum | Ohio | 43821 | 9595 McGlade School Road | 540 | 0 | Gas natural |  | 0 | 540 | 0 | 0 | 0 | 0 | 0 | 0 | 0 | 0 | 0 | 0 | EIA-860, EIA-860M and EIA-923 | 201603
Estados Unidos | Brazos Valley Generating Facility | Brazos Valley Energy |  | 29.4731 | -95.6244 | Thompsons | Fort Bend | Texas | 77481 | 3440 Lockwood Rd. | 525 | 0 | Gas natural |  | 0 | 525 | 0 | 0 | 0 | 0 | 0 | 0 | 0 | 0 | 0 | 0 | EIA-860, EIA-860M and EIA-923 | 201603
Estados Unidos | Cottonwood Energy Project | Cottonwood Energy Co LP |  | 30.2588 | -93.7353 | Deweyville | Newton | Texas | 77614 | 976 County Road 4213 | 1180 | 0 | Gas natural |  | 0 | 1180 | 0 | 0 | 0 | 0 | 0 | 0 | 0 | 0 | 0 | 0 | EIA-860, EIA-860M and EIA-923 | 201603
Estados Unidos | Sugar Creek Power | Northern Indiana Pub Serv Co |  | 39.3931 | -87.5108 | West Terre Haute | Vigo | Indiana | 47885 | 5900 Darwin Rd. | 549 | 0 | Gas natural |  | 0 | 549 | 0 | 0 | 0 | 0 | 0 | 0 | 0 | 0 | 0 | 0 | EIA-860, EIA-860M and EIA-923 | 201603
Estados Unidos | Exelon LaPorte Generating Station | Exelon Power |  | 29.7028 | -95.0718 | LaPorte | Harris | Texas | 77571 | 10202 Strang Rd. | 153.2 | 0 | Gas natural |  | 0 | 153.2 | 0 | 0 | 0 | 0 | 0 | 0 | 0 | 0 | 0 | 0 | EIA-860, EIA-860M and EIA-923 | 201603
Estados Unidos | Harquahala Generating Project | New Harquahala Generating Co, LLC |  | 33.476 | -113.113 | Tonopah | Maricopa | Arizona | 85354 | 2530 North 491 Ave | 1018 | 0 | Gas natural |  | 0 | 1018 | 0 | 0 | 0 | 0 | 0 | 0 | 0 | 0 | 0 | 0 | EIA-860, EIA-860M and EIA-923 | 201603
Estados Unidos | Astoria Energy | Astoria Energy LLC |  | 40.7825 | -73.8964 | New York | Queens | New York | 11105 | 17-10 Steinway Street | 540 | 0 | Gas natural |  | 0 | 540 | 0 | 0 | 0 | 0 | 0 | 0 | 0 | 0 | 0 | 0 | EIA-860, EIA-860M and EIA-923 | 201603
Estados Unidos | Union Power Partners LP | Union Power Partners LP |  | 33.2961 | -92.5894 | El Dorado | Union | Arkansas | 71730 | 6434 Calion Hwy | 2020 | 0 | Gas natural |  | 0 | 2020 | 0 | 0 | 0 | 0 | 0 | 0 | 0 | 0 | 0 | 0 | EIA-860, EIA-860M and EIA-923 | 201603
Estados Unidos | Commonwealth Chesapeake | Commonwealth Chesapeake Co LLC |  | 37.9892 | -75.54 | New Church | Accomack | Virginia | 23415 | 3415 White Oak Way | 320.4 | 0 | Petróleo |  | 0 | 0 | 320.4 | 0 | 0 | 0 | 0 | 0 | 0 | 0 | 0 | 0 | EIA-860, EIA-860M and EIA-923 | 201603
Estados Unidos | Thomas A Smith Energy Facility | Oglethorpe Power Corporation |  | 34.7094 | -84.9175 | Dalton | Murray | Georgia | 30721 | 925 Loopers Bridge Road | 1286 | 0 | Gas natural |  | 0 | 1286 | 0 | 0 | 0 | 0 | 0 | 0 | 0 | 0 | 0 | 0 | EIA-860, EIA-860M and EIA-923 | 201603
Estados Unidos | Columbia Energy Center (SC) | Columbia Energy LLC |  | 33.8697 | -81.0178 | Gaston | Calhoun | South Carolina | 29053 | 100 Calpine Way | 543 | 0 | Gas natural |  | 0 | 543 | 0 | 0 | 0 | 0 | 0 | 0 | 0 | 0 | 0 | 0 | EIA-860, EIA-860M and EIA-923 | 201603
Estados Unidos | RockGen Energy Center | Calpine -RockGen Energy |  | 42.9767 | -89.0492 | Cambridge | Dane | Wisconsin | 53523 | 2346 Clearview Road | 471 | 0 | Gas natural |  | 0 | 471 | 0 | 0 | 0 | 0 | 0 | 0 | 0 | 0 | 0 | 0 | EIA-860, EIA-860M and EIA-923 | 201603
Estados Unidos | Zion Energy Center | Zion Energy LLC |  | 42.4776 | -87.895 | Zion | Lake | Illinois | 60099 | 5701 Ninth Street | 456 | 0 | Gas natural |  | 0 | 456 | 0 | 0 | 0 | 0 | 0 | 0 | 0 | 0 | 0 | 0 | EIA-860, EIA-860M and EIA-923 | 201603
Estados Unidos | Metcalf Energy Center | Calpine Corp - Metcalf Energy Center |  | 37.2207 | -121.746 | San Jose | Santa Clara | California | 95013 | 1 Blanchard RD, PO BOX 13190 | 546.1 | 0 | Gas natural |  | 0 | 546.1 | 0 | 0 | 0 | 0 | 0 | 0 | 0 | 0 | 0 | 0 | EIA-860, EIA-860M and EIA-923 | 201603
Estados Unidos | Crossroads Energy Center | Clarksdale Public Utilities |  | 34.183 | -90.5621 | Clarksdale | Coahoma | Mississippi | 38614 | 240 Hicks Street | 308 | 0 | Gas natural |  | 0 | 308 | 0 | 0 | 0 | 0 | 0 | 0 | 0 | 0 | 0 | 0 | EIA-860, EIA-860M and EIA-923 | 201603
Estados Unidos | Washington Energy Facility | Dynegy Washington Energy Facility |  | 39.58 | -81.6564 | Beverly | Washington | Ohio | 45715 | 859 ST RT 83 | 626 | 0 | Gas natural |  | 0 | 626 | 0 | 0 | 0 | 0 | 0 | 0 | 0 | 0 | 0 | 0 | EIA-860, EIA-860M and EIA-923 | 201603
Estados Unidos | Elk Hills Power LLC | Elk Hills Power LLC |  | 35.2803 | -119.471 | Tupman | Kern | California | 93276 | 4026 Skyline Road | 525 | 0 | Gas natural |  | 0 | 525 | 0 | 0 | 0 | 0 | 0 | 0 | 0 | 0 | 0 | 0 | EIA-860, EIA-860M and EIA-923 | 201603
Estados Unidos | Rolling Hills Generating | Rolling Hills Generating LLC |  | 39.0839 | -82.3328 | Wilkesville | Vinton | Ohio | 45695 | 43111 State Rt 160 | 825 | 0 | Gas natural |  | 0 | 825 | 0 | 0 | 0 | 0 | 0 | 0 | 0 | 0 | 0 | 0 | EIA-860, EIA-860M and EIA-923 | 201603
Estados Unidos | Renaissance Power Plant | DTE Electric Company |  | 43.1864 | -84.8429 | Carson City | Montcalm | Michigan | 48811 | 950 N. Division St | 612 | 0 | Gas natural |  | 0 | 612 | 0 | 0 | 0 | 0 | 0 | 0 | 0 | 0 | 0 | 0 | EIA-860, EIA-860M and EIA-923 | 201603
Estados Unidos | Carville Energy LLC | Carville Energy LLC |  | 30.2294 | -91.065 | St Gabriel | Iberville | Louisiana | 70776 | 4322 LA 30 | 525 | 0 | Gas natural |  | 0 | 525 | 0 | 0 | 0 | 0 | 0 | 0 | 0 | 0 | 0 | 0 | EIA-860, EIA-860M and EIA-923 | 201603
Estados Unidos | Athens Generating Plant | New Athens Generating Company LLC |  | 42.2728 | -73.8492 | Athens | Greene | New York | 12015 | 9300 U S Highway 9W | 968.9 | 0 | Gas natural |  | 0 | 968.9 | 0 | 0 | 0 | 0 | 0 | 0 | 0 | 0 | 0 | 0 | EIA-860, EIA-860M and EIA-923 | 201603
Estados Unidos | Effingham County Power Project | SEPG Operating Services, LLC Effingham |  | 32.2773 | -81.2844 | Rincon | Effingham | Georgia | 31326 | 3440 McCall Road | 509 | 0 | Gas natural |  | 0 | 509 | 0 | 0 | 0 | 0 | 0 | 0 | 0 | 0 | 0 | 0 | EIA-860, EIA-860M and EIA-923 | 201603
Estados Unidos | Calhoun Energy Center | Calhoun Power Co LLC |  | 33.5883 | -85.9731 | Eastaboga | Calhoun | Alabama | 36260 | 720 Green Valley Dr | 632 | 0 | Gas natural |  | 0 | 632 | 0 | 0 | 0 | 0 | 0 | 0 | 0 | 0 | 0 | 0 | EIA-860, EIA-860M and EIA-923 | 201603
Estados Unidos | Hillabee Energy Center | CER Generation LLC |  | 33.0007 | -85.9033 | Alexander City | Tallapoosa | Alabama | 35010 | 152 Brick Plant Road | 721.8 | 0 | Gas natural |  | 0 | 721.8 | 0 | 0 | 0 | 0 | 0 | 0 | 0 | 0 | 0 | 0 | EIA-860, EIA-860M and EIA-923 | 201603
Estados Unidos | Osprey Energy Center Power Plant | Osprey Energy Center |  | 28.0525 | -81.8083 | Auburndale | Polk | Florida | 33823 | 1651 W. Derby Ave. | 590 | 0 | Gas natural |  | 0 | 590 | 0 | 0 | 0 | 0 | 0 | 0 | 0 | 0 | 0 | 0 | EIA-860, EIA-860M and EIA-923 | 201603
Estados Unidos | Shady Hills Generating Station | Shady Hills Power Co LLC |  | 28.3665 | -82.5586 | Shady Hills | Pasco | Florida | 34610 | 14240 Merchant Energy Way | 463.2 | 0 | Gas natural |  | 0 | 463.2 | 0 | 0 | 0 | 0 | 0 | 0 | 0 | 0 | 0 | 0 | EIA-860, EIA-860M and EIA-923 | 201603
Estados Unidos | Vandolah Power Station | Vandolah Power Co LLC |  | 27.5236 | -81.924 | Wauchula | Hardee | Florida | 33873 | 2394 Vandolah Road | 646 | 0 | Gas natural |  | 0 | 646 | 0 | 0 | 0 | 0 | 0 | 0 | 0 | 0 | 0 | 0 | EIA-860, EIA-860M and EIA-923 | 201603
Estados Unidos | Raccoon Creek Energy Center | Union Electric Co - (MO) |  | 38.6996 | -88.5392 | Flora | Clay | Illinois | 62839 | 676 Cypress Drive | 300 | 0 | Gas natural |  | 0 | 300 | 0 | 0 | 0 | 0 | 0 | 0 | 0 | 0 | 0 | 0 | EIA-860, EIA-860M and EIA-923 | 201603
Estados Unidos | Hot Spring Generating Facility | Entergy Arkansas Inc |  | 34.2976 | -92.8683 | Malvern | Hot Spring | Arkansas | 72104 | 696 Black Branch Rd. | 596.8 | 0 | Gas natural |  | 0 | 596.8 | 0 | 0 | 0 | 0 | 0 | 0 | 0 | 0 | 0 | 0 | EIA-860, EIA-860M and EIA-923 | 201603
Estados Unidos | Plaquemine Cogeneration Plant | Dow Chemical Co |  | 30.3217 | -91.2347 | Plaquemine | Iberville | Louisiana | 70765 | 21255 Highway 1 | 793 | 0 | Gas natural |  | 0 | 793 | 0 | 0 | 0 | 0 | 0 | 0 | 0 | 0 | 0 | 0 | EIA-860, EIA-860M and EIA-923 | 201603
Estados Unidos | Bayou Cove Peaking Power | NRG South CentralOperationsInc |  | 30.2825 | -92.5997 | Jennings | Acadia | Louisiana | 70546 | 118 Bergeaux Road | 300 | 0 | Gas natural |  | 0 | 300 | 0 | 0 | 0 | 0 | 0 | 0 | 0 | 0 | 0 | 0 | EIA-860, EIA-860M and EIA-923 | 201603
Estados Unidos | Elgin Energy Center LLC | Mainline Generation LLC |  | 42.0001 | -88.2446 | Elgin | Kane | Illinois | 60120 | 1559 Gifford Road | 460 | 0 | Gas natural |  | 0 | 460 | 0 | 0 | 0 | 0 | 0 | 0 | 0 | 0 | 0 | 0 | EIA-860, EIA-860M and EIA-923 | 201603
Estados Unidos | Tenaska Virginia Generating Station | Tenaska Virginia Partners LP |  | 37.8667 | -78.3813 | Scottsville | Fluvanna | Virginia | 24590 | 2300 Branch Road | 899.1 | 0 | Gas natural |  | 0 | 899.1 | 0 | 0 | 0 | 0 | 0 | 0 | 0 | 0 | 0 | 0 | EIA-860, EIA-860M and EIA-923 | 201603
Estados Unidos | Tenaska Central Alabama Generating Stn | Tenaska Alabama B LP |  | 32.6497 | -86.74 | Billingsley | Autauga | Alabama | 36006 | 3305 Country Road 26 | 923.8 | 0 | Gas natural |  | 0 | 923.8 | 0 | 0 | 0 | 0 | 0 | 0 | 0 | 0 | 0 | 0 | EIA-860, EIA-860M and EIA-923 | 201603
Estados Unidos | Columbia Energy Center | City of Columbia - (MO) |  | 39.0192 | -92.2629 | Columbia | Boone | Missouri | 65202 | 4902 Peabody Road | 140 | 0 | Gas natural |  | 0 | 140 | 0 | 0 | 0 | 0 | 0 | 0 | 0 | 0 | 0 | 0 | EIA-860, EIA-860M and EIA-923 | 201603
Estados Unidos | Magnolia Power Plant | Tennessee Valley Authority |  | 34.835 | -89.2026 | Ashland | Benton | Mississippi | 38605 | 352 Highway 4 West | 918 | 0 | Gas natural |  | 0 | 918 | 0 | 0 | 0 | 0 | 0 | 0 | 0 | 0 | 0 | 0 | EIA-860, EIA-860M and EIA-923 | 201603
Estados Unidos | Fountain Valley Power Facility | Fountain Valley Power LLC |  | 38.5569 | -104.688 | Fountain | El Paso | Colorado | 80817 | 18693 Boca Raton Heights | 234 | 0 | Gas natural |  | 0 | 234 | 0 | 0 | 0 | 0 | 0 | 0 | 0 | 0 | 0 | 0 | EIA-860, EIA-860M and EIA-923 | 201603
Estados Unidos | Red Hawk | Arizona Public Service Co |  | 33.3346 | -112.841 | Arlintgon | Maricopa | Arizona | 85322 | 11600 South 363 rd Ave. | 934 | 0 | Gas natural |  | 0 | 934 | 0 | 0 | 0 | 0 | 0 | 0 | 0 | 0 | 0 | 0 | EIA-860, EIA-860M and EIA-923 | 201603
Estados Unidos | McClain Energy Facility | Oklahoma Gas & Electric Co |  | 35.2977 | -97.5899 | Newcastle | McClain | Oklahoma | 73065 | 801 N. E. 34th Street | 493.6 | 0 | Gas natural |  | 0 | 493.6 | 0 | 0 | 0 | 0 | 0 | 0 | 0 | 0 | 0 | 0 | EIA-860, EIA-860M and EIA-923 | 201603
Estados Unidos | Redbud Power Plant | Oklahoma Gas & Electric Co |  | 35.6856 | -97.2264 | Luther | Oklahoma | Oklahoma | 73054 | 20922 Triple X Road | 1219.5 | 0 | Gas natural |  | 0 | 1219.5 | 0 | 0 | 0 | 0 | 0 | 0 | 0 | 0 | 0 | 0 | EIA-860, EIA-860M and EIA-923 | 201603
Estados Unidos | Deer Park Energy Center | Deer Park Energy Center |  | 29.7134 | -95.1345 | Deer Park | Harris | Texas | 77536 | 5665 Highway 225 | 1116 | 0 | Gas natural |  | 0 | 1116 | 0 | 0 | 0 | 0 | 0 | 0 | 0 | 0 | 0 | 0 | EIA-860, EIA-860M and EIA-923 | 201603
Estados Unidos | Ouachita | Entergy Louisiana LLC |  | 32.7061 | -92.0683 | Sterlington | Ouachita | Louisiana | 71280 | 350 Harvey Gregg Rd. | 731.2 | 0 | Gas natural |  | 0 | 731.2 | 0 | 0 | 0 | 0 | 0 | 0 | 0 | 0 | 0 | 0 | EIA-860, EIA-860M and EIA-923 | 201603
Estados Unidos | Green Power 2 | South Houston Green Power LLC |  | 29.3781 | -94.9328 | Texas City | Galveston | Texas | 77590 | 2501 5th Ave South | 825.5 | 0 | Gas natural |  | 0 | 825.5 | 0 | 0 | 0 | 0 | 0 | 0 | 0 | 0 | 0 | 0 | EIA-860, EIA-860M and EIA-923 | 201603
Estados Unidos | Forney Energy Center | FPLE Forney LP |  | 32.7563 | -96.4916 | Forney | Kaufman | Texas | 75126 | 13770 W US Hwy 80 | 1838 | 0 | Gas natural |  | 0 | 1838 | 0 | 0 | 0 | 0 | 0 | 0 | 0 | 0 | 0 | 0 | EIA-860, EIA-860M and EIA-923 | 201603
Estados Unidos | Mesquite Generating Station Block 2 | CAMS |  | 33.345 | -112.864 | Arlington | Maricopa | Arizona | 85322 | 37625 W. Elliot Rd | 595 | 0 | Gas natural |  | 0 | 595 | 0 | 0 | 0 | 0 | 0 | 0 | 0 | 0 | 0 | 0 | EIA-860, EIA-860M and EIA-923 | 201603
Estados Unidos | Goldendale Generating Station | Puget Sound Energy Inc |  | 45.8114 | -120.833 | Goldendale | Klickitat | Washington | 98620 | 600 Industrial Way | 256.7 | 0 | Gas natural |  | 0 | 256.7 | 0 | 0 | 0 | 0 | 0 | 0 | 0 | 0 | 0 | 0 | EIA-860, EIA-860M and EIA-923 | 201603
Estados Unidos | Tri Center Naniwa Energy | Naniwa Energy LLC |  | 39.5572 | -119.518 | McCarran | Storey | Nevada | 89434 | 225 Amsterdam Ct | 200 | 0 | Gas natural |  | 0 | 200 | 0 | 0 | 0 | 0 | 0 | 0 | 0 | 0 | 0 | 0 | EIA-860, EIA-860M and EIA-923 | 201603
Estados Unidos | Goose Creek Energy Center | Union Electric Co - (MO) |  | 40.1069 | -88.5999 | Monticello | Piatt | Illinois | 62839 | 760 East 2150 North Road | 432 | 0 | Gas natural |  | 0 | 432 | 0 | 0 | 0 | 0 | 0 | 0 | 0 | 0 | 0 | 0 | EIA-860, EIA-860M and EIA-923 | 201603
Estados Unidos | Kiamichi Energy Facility | Kiowa Power Partners LLC |  | 34.6831 | -95.9349 | Kiowa | Pittsburg | Oklahoma | 74553 | 4386 Old 69 Road | 1178.4 | 0 | Gas natural |  | 0 | 1178.4 | 0 | 0 | 0 | 0 | 0 | 0 | 0 | 0 | 0 | 0 | EIA-860, EIA-860M and EIA-923 | 201603
Estados Unidos | Lawrenceburg Energy Facility | AEP Generating Company |  | 39.0911 | -84.8669 | Lawrenceburg | Dearborn | Indiana | 47025 | 582 W. Eads Parkway | 1080 | 0 | Gas natural |  | 0 | 1080 | 0 | 0 | 0 | 0 | 0 | 0 | 0 | 0 | 0 | 0 | EIA-860, EIA-860M and EIA-923 | 201603
Estados Unidos | AEP Waterford Facility | AEP Generation Resources Inc |  | 39.5333 | -81.7178 | Waterford | Washington | Ohio | 45786 | 201 Righteous Ridge Road | 810 | 0 | Gas natural |  | 0 | 810 | 0 | 0 | 0 | 0 | 0 | 0 | 0 | 0 | 0 | 0 | EIA-860, EIA-860M and EIA-923 | 201603
Estados Unidos | Limon Generating Station | Tri-State G & T Assn, Inc |  | 39.2038 | -103.701 | Limon | Lincoln | Colorado | 80828 | 48303 State Road 71 | 134 | 0 | Gas natural |  | 0 | 134 | 0 | 0 | 0 | 0 | 0 | 0 | 0 | 0 | 0 | 0 | EIA-860, EIA-860M and EIA-923 | 201603
Estados Unidos | Frank Knutson | Tri-State G & T Assn, Inc |  | 39.9411 | -104.682 | Commerce City | Adams | Colorado | 80022 | 13501 Powhaten Road | 134 | 0 | Gas natural |  | 0 | 134 | 0 | 0 | 0 | 0 | 0 | 0 | 0 | 0 | 0 | 0 | EIA-860, EIA-860M and EIA-923 | 201603
Estados Unidos | Apex Generating Station | Los Angeles Department of Water & Power |  | 36.416 | -114.961 | Las Vegas | Clark | Nevada | 89165 | 15555 Apex Power Parkway | 494.4 | 0 | Gas natural |  | 0 | 494.4 | 0 | 0 | 0 | 0 | 0 | 0 | 0 | 0 | 0 | 0 | EIA-860, EIA-860M and EIA-923 | 201603
Estados Unidos | Fayette Energy Facility | Dynegy Fayette Energy Facility |  | 39.8592 | -79.9182 | Masontown | Fayette | Pennsylvania | 15461 | 100 Energy Drive | 644 | 0 | Gas natural |  | 0 | 644 | 0 | 0 | 0 | 0 | 0 | 0 | 0 | 0 | 0 | 0 | EIA-860, EIA-860M and EIA-923 | 201603
Estados Unidos | Wallingford Energy | Wallingford Energy LLC |  | 41.4487 | -72.8354 | Wallingford | New Haven | Connecticut | 06492 | 115 John Street | 211.5 | 0 | Gas natural |  | 0 | 211.5 | 0 | 0 | 0 | 0 | 0 | 0 | 0 | 0 | 0 | 0 | EIA-860, EIA-860M and EIA-923 | 201603
Estados Unidos | High Desert Power Plant | High Desert Power Project LLC |  | 34.5953 | -117.365 | Victorville | San Bernardino | California | 92394 | 19000 Perimeter Rd. Suite 102 | 774.3 | 0 | Gas natural |  | 0 | 774.3 | 0 | 0 | 0 | 0 | 0 | 0 | 0 | 0 | 0 | 0 | EIA-860, EIA-860M and EIA-923 | 201603
Estados Unidos | Sundance | Arizona Public Service Co |  | 32.9285 | -111.59 | Casa Grande | Pinal | Arizona | 85228 | 2060 Sundance Road | 410 | 0 | Gas natural |  | 0 | 410 | 0 | 0 | 0 | 0 | 0 | 0 | 0 | 0 | 0 | 0 | EIA-860, EIA-860M and EIA-923 | 201603
Estados Unidos | York Energy Center | Calpine Mid-Merit LLC |  | 39.7375 | -76.3067 | Delta | York | Pennsylvania | 17314 | 1055 Pikes Peak Road | 545 | 0 | Gas natural |  | 0 | 545 | 0 | 0 | 0 | 0 | 0 | 0 | 0 | 0 | 0 | 0 | EIA-860, EIA-860M and EIA-923 | 201603
Estados Unidos | Indigo Energy Facility | Diamond Generating Corporation |  | 33.9109 | -116.553 | North Palm Springs | Riverside | California | 92258 | 63665 19th Ave. | 142.5 | 0 | Gas natural |  | 0 | 142.5 | 0 | 0 | 0 | 0 | 0 | 0 | 0 | 0 | 0 | 0 | EIA-860, EIA-860M and EIA-923 | 201603
Estados Unidos | Klamath Expansion Project | Pacific Klamath Energy Inc |  | 42.1727 | -121.814 | Klamath Falls | Klamath | Oregon | 97603 | 4940 Hwy 97 South | 100 | 0 | Gas natural |  | 0 | 100 | 0 | 0 | 0 | 0 | 0 | 0 | 0 | 0 | 0 | 0 | EIA-860, EIA-860M and EIA-923 | 201603
Estados Unidos | Hidalgo Energy Center | Calpine Corp - Hidalgo |  | 26.3417 | -98.1758 | Edinburg | Hidalgo | Texas | 78539 | 4005 N. Seminary Rd | 470 | 0 | Gas natural |  | 0 | 470 | 0 | 0 | 0 | 0 | 0 | 0 | 0 | 0 | 0 | 0 | EIA-860, EIA-860M and EIA-923 | 201603
Estados Unidos | FPL Energy Vansycle LLC (WA) | FPL Energy Vansycle LLC |  | 46.06 | -118.917 | Touchet | Walla Walla | Washington | 99360 | 356 Touchet Gardena Road | 176.9 | 176.9 | Eólica | Eólica | 0 | 0 | 0 | 0 | 0 | 0 | 0 | 0 | 176.9 | 0 | 0 | 0 | EIA-860, EIA-860M and EIA-923 | 201603
Estados Unidos | King Mountain Wind Ranch 1 | FPL Energy Upton Wind LP |  | 31.2092 | -102.242 | McCamey | Upton | Texas | 79752 | 120 E. 5th Street | 278 | 278 | Eólica | Eólica | 0 | 0 | 0 | 0 | 0 | 0 | 0 | 0 | 278 | 0 | 0 | 0 | EIA-860, EIA-860M and EIA-923 | 201603
Estados Unidos | Perryville Power Station | Entergy Louisiana LLC |  | 32.6908 | -92.0183 | Sterlington | Ouachita | Louisiana | 71280 | 11140 Hwy 165 N | 686.5 | 0 | Gas natural |  | 0 | 686.5 | 0 | 0 | 0 | 0 | 0 | 0 | 0 | 0 | 0 | 0 | EIA-860, EIA-860M and EIA-923 | 201603
Estados Unidos | West Valley Generation Project | West Valley Power, LLC |  | 40.6667 | -112.032 | West Valley City | Salt Lake | Utah | 84118 | 5935 West 4700 South | 185 | 0 | Gas natural |  | 0 | 185 | 0 | 0 | 0 | 0 | 0 | 0 | 0 | 0 | 0 | 0 | EIA-860, EIA-860M and EIA-923 | 201603
Estados Unidos | University Park North | LSP University Park LLC |  | 41.4425 | -87.7514 | University Park | Will | Illinois | 60484 | 787 Industrial Drive | 504 | 0 | Gas natural |  | 0 | 504 | 0 | 0 | 0 | 0 | 0 | 0 | 0 | 0 | 0 | 0 | EIA-860, EIA-860M and EIA-923 | 201603
Estados Unidos | Riverside Energy Center | Wisconsin Power & Light Co |  | 42.5831 | -89.0358 | Beloit | Rock | Wisconsin | 53511 | 1401 W. B-R Town Line Road | 573.5 | 0 | Gas natural |  | 0 | 573.5 | 0 | 0 | 0 | 0 | 0 | 0 | 0 | 0 | 0 | 0 | EIA-860, EIA-860M and EIA-923 | 201603
Estados Unidos | Blue Spruce Energy Center | Public Service Co of Colorado |  | 39.7479 | -104.681 | Aurora | Adams | Colorado | 80019 | 1751 N Powhaton Rd | 264 | 0 | Gas natural |  | 0 | 264 | 0 | 0 | 0 | 0 | 0 | 0 | 0 | 0 | 0 | 0 | EIA-860, EIA-860M and EIA-923 | 201603
Estados Unidos | Plains End | Plains End Operating Services LLC |  | 39.8575 | -105.226 | Arvada | Jefferson | Colorado | 80001 | 8950 Highway 93 | 114 | 0 | Gas natural |  | 0 | 114 | 0 | 0 | 0 | 0 | 0 | 0 | 0 | 0 | 0 | 0 | EIA-860, EIA-860M and EIA-923 | 201603
Estados Unidos | Spring Creek Energy Center | Westar Energy Inc |  | 35.7422 | -97.655 | Edmond | Logan | Oklahoma | 73025 | 13200 South Council Road | 271 | 0 | Gas natural |  | 0 | 271 | 0 | 0 | 0 | 0 | 0 | 0 | 0 | 0 | 0 | 0 | EIA-860, EIA-860M and EIA-923 | 201603
Estados Unidos | Pastoria Energy Facility, LLC | Calpine Corp - Pastoria Energy Center |  | 34.9556 | -118.844 | Lebec | Kern | California | 93243 | 39789 Edmonston Pumping plant | 724 | 0 | Gas natural |  | 0 | 724 | 0 | 0 | 0 | 0 | 0 | 0 | 0 | 0 | 0 | 0 | EIA-860, EIA-860M and EIA-923 | 201603
Estados Unidos | Essential Power Newington LLC | Essential Power Newington LLC |  | 43.1047 | -70.8061 | Newington | Rockingham | New Hampshire | 03801 | 99 Old Dover Road | 557.2 | 0 | Gas natural |  | 0 | 557.2 | 0 | 0 | 0 | 0 | 0 | 0 | 0 | 0 | 0 | 0 | EIA-860, EIA-860M and EIA-923 | 201603
Estados Unidos | Chehalis Generating Facility | PacifiCorp |  | 46.6225 | -122.913 | Chehalis | Lewis | Washington | 98532 | 1813 Bishop Road | 477 | 0 | Gas natural |  | 0 | 477 | 0 | 0 | 0 | 0 | 0 | 0 | 0 | 0 | 0 | 0 | EIA-860, EIA-860M and EIA-923 | 201603
Estados Unidos | Harrison County Power Project | East Texas Electric Coop, Inc |  | 32.3958 | -94.4367 | Marshall | Harrison | Texas | 75670 | 12039 SH 43 South | 514.4 | 0 | Gas natural |  | 0 | 514.4 | 0 | 0 | 0 | 0 | 0 | 0 | 0 | 0 | 0 | 0 | EIA-860, EIA-860M and EIA-923 | 201603
Estados Unidos | Lower Mount Bethel Energy | Lower Mount Bethel Energy LLC |  | 40.8019 | -75.1076 | Bangor | Northampton | Pennsylvania | 18013 | 6079 DePues Ferry Road | 537.5 | 0 | Gas natural |  | 0 | 537.5 | 0 | 0 | 0 | 0 | 0 | 0 | 0 | 0 | 0 | 0 | EIA-860, EIA-860M and EIA-923 | 201603
Estados Unidos | AL Sandersville LLC | SEPG Operating Services, LLC ALS |  | 33.1189 | -82.8608 | Warthen | Washington | Georgia | 31094 | 1600 Mills Lindsey School Road | 576.4 | 0 | Gas natural |  | 0 | 576.4 | 0 | 0 | 0 | 0 | 0 | 0 | 0 | 0 | 0 | 0 | EIA-860, EIA-860M and EIA-923 | 201603
Estados Unidos | Higgins Generating Station | Nevada Power Co |  | 35.6139 | -115.356 | Primm | Clark | Nevada | 89019 | 1275 E Primm Blvd. | 550 | 0 | Gas natural |  | 0 | 550 | 0 | 0 | 0 | 0 | 0 | 0 | 0 | 0 | 0 | 0 | EIA-860, EIA-860M and EIA-923 | 201603
Estados Unidos | Bethlehem Power Plant | Calpine Bethlehem LLC |  | 40.6175 | -75.3147 | Bethlehem | Northampton | Pennsylvania | 18015 | 2254 Applebutter Road | 1134 | 0 | Gas natural |  | 0 | 1134 | 0 | 0 | 0 | 0 | 0 | 0 | 0 | 0 | 0 | 0 | EIA-860, EIA-860M and EIA-923 | 201603
Estados Unidos | Quantum Choctaw Power LLC | Tennessee Valley Authority |  | 33.3792 | -89.2089 | Ackerman | Choctaw | Mississippi | 39735 | 2510 Pensacola Road | 710 | 0 | Gas natural |  | 0 | 710 | 0 | 0 | 0 | 0 | 0 | 0 | 0 | 0 | 0 | 0 | EIA-860, EIA-860M and EIA-923 | 201603
Estados Unidos | Mint Farm Generating Station | Puget Sound Energy Inc |  | 46.1388 | -122.986 | Longview | Cowlitz | Washington | 98632 | 1200 Prudential Blvd | 275.9 | 0 | Gas natural |  | 0 | 275.9 | 0 | 0 | 0 | 0 | 0 | 0 | 0 | 0 | 0 | 0 | EIA-860, EIA-860M and EIA-923 | 201603
Estados Unidos | Fremont Energy Center | American Mun Power-Ohio, Inc |  | 41.3771 | -83.1614 | Fremont | Sandusky | Ohio | 43420 | 1275 County Rd 138A | 676.7 | 0 | Gas natural |  | 0 | 676.7 | 0 | 0 | 0 | 0 | 0 | 0 | 0 | 0 | 0 | 0 | EIA-860, EIA-860M and EIA-923 | 201603
Estados Unidos | Choctaw County | NRG Wholesale Generation LP |  | 33.2881 | -89.4201 | French Camp | Choctaw | Mississippi | 39745 | 2446 Highway 407 | 781 | 0 | Gas natural |  | 0 | 781 | 0 | 0 | 0 | 0 | 0 | 0 | 0 | 0 | 0 | 0 | EIA-860, EIA-860M and EIA-923 | 201603
Estados Unidos | Nacogdoches Power | Southern Power Co |  | 31.8321 | -94.9006 | Cushing | Nacogdoches | Texas | 75760 | 499 County Road 988 | 100 | 100 | Biomasa | Biomasa | 0 | 0 | 0 | 0 | 0 | 0 | 0 | 0 | 0 | 0 | 100 | 0 | EIA-860, EIA-860M and EIA-923 | 201603
Estados Unidos | FirstEnergy Allegheny Energy Units 3 4 & 5 | Allegheny Energy Supply Co LLC |  | 40.5453 | -79.7686 | Springdale | Allegheny | Pennsylvania | 15144 | Butler Street Exit | 509 | 0 | Gas natural |  | 0 | 509 | 0 | 0 | 0 | 0 | 0 | 0 | 0 | 0 | 0 | 0 | EIA-860, EIA-860M and EIA-923 | 201603
Estados Unidos | Magnet Cove | Arkansas Electric Coop Corp |  | 34.4297 | -92.8317 | Malvern | Hot Spring | Arkansas | 72104 | 410 Henderson Road | 641.5 | 0 | Gas natural |  | 0 | 641.5 | 0 | 0 | 0 | 0 | 0 | 0 | 0 | 0 | 0 | 0 | EIA-860, EIA-860M and EIA-923 | 201603
Estados Unidos | Dean | DTE Electric Company |  | 42.7725 | -82.4953 | East China | St Clair | Michigan | 48054 | 4490 River Road | 312 | 0 | Gas natural |  | 0 | 312 | 0 | 0 | 0 | 0 | 0 | 0 | 0 | 0 | 0 | 0 | EIA-860, EIA-860M and EIA-923 | 201603
Estados Unidos | Bennett Mountain | Idaho Power Co |  | 43.1472 | -115.667 | Mountain Home | Elmore | Idaho | 83647 | 2750 NE Industrial Way | 164 | 0 | Gas natural |  | 0 | 164 | 0 | 0 | 0 | 0 | 0 | 0 | 0 | 0 | 0 | 0 | EIA-860, EIA-860M and EIA-923 | 201603
Estados Unidos | Gray County Wind Energy | Gray County Wind Energy LLC |  | 37.6133 | -100.378 | Montezuma | Gray | Kansas | 67867 | 100 W. Mexitli Street | 112 | 112 | Eólica | Eólica | 0 | 0 | 0 | 0 | 0 | 0 | 0 | 0 | 112 | 0 | 0 | 0 | EIA-860, EIA-860M and EIA-923 | 201603
Estados Unidos | Hanging Rock Energy Facility | Dynegy Hanging Rock Energy Facility |  | 38.5731 | -82.7833 | Ironton | Lawrence | Ohio | 45638 | 1395 County Rd 1A | 1322 | 0 | Gas natural |  | 0 | 1322 | 0 | 0 | 0 | 0 | 0 | 0 | 0 | 0 | 0 | 0 | EIA-860, EIA-860M and EIA-923 | 201603
Estados Unidos | Los Esteros Critical Energy Center | Los Esteros Critical Energy Facility LLC |  | 37.425 | -121.932 | San Jose | Santa Clara | California | 95134 | 800 Thomas Foon Chew Way | 306.1 | 0 | Gas natural |  | 0 | 306.1 | 0 | 0 | 0 | 0 | 0 | 0 | 0 | 0 | 0 | 0 | EIA-860, EIA-860M and EIA-923 | 201603
Estados Unidos | Hardin Generator Project | Rocky Mountain Power Inc |  | 45.7578 | -107.6 | Hardin | Big Horn | Montana | 59034 | Rt 1 Bx 1144A Sugar Factory Rd | 107 | 0 | Carbón |  | 107 | 0 | 0 | 0 | 0 | 0 | 0 | 0 | 0 | 0 | 0 | 0 | EIA-860, EIA-860M and EIA-923 | 201603
Estados Unidos | FPL Energy Marcus Hook LP | FPL Energy Marcus Hook LP |  | 39.807 | -75.4216 | Marcus Hook | Delaware | Pennsylvania | 19061 | Delaware Ave | 785.7 | 0 | Gas natural |  | 0 | 785.7 | 0 | 0 | 0 | 0 | 0 | 0 | 0 | 0 | 0 | 0 | EIA-860, EIA-860M and EIA-923 | 201603
Estados Unidos | Valencia Energy Facility | Valencia Power LLC |  | 34.6115 | -106.732 | Belen | Valencia | New Mexico | 87002 | 55 Christine Dr | 144.3 | 0 | Gas natural |  | 0 | 144.3 | 0 | 0 | 0 | 0 | 0 | 0 | 0 | 0 | 0 | 0 | EIA-860, EIA-860M and EIA-923 | 201603
Estados Unidos | Gilroy Peaking Energy Center | Calpine Gilroy Cogen LP |  | 36.999 | -121.536 | Gilroy | Santa Clara | California | 95020 | 1400 Pacheco Pass Hwy | 135 | 0 | Gas natural |  | 0 | 135 | 0 | 0 | 0 | 0 | 0 | 0 | 0 | 0 | 0 | 0 | EIA-860, EIA-860M and EIA-923 | 201603
Estados Unidos | Frederickson Power LP | Frederickson Power LP |  | 47.0861 | -122.366 | Tacoma | Pierce | Washington | 98446 | 18610-50th Avenue East | 242 | 0 | Gas natural |  | 0 | 242 | 0 | 0 | 0 | 0 | 0 | 0 | 0 | 0 | 0 | 0 | EIA-860, EIA-860M and EIA-923 | 201603
Estados Unidos | Curtis H Stanton Energy Center | Southern Power Co |  | 28.4882 | -81.1669 | Orlando | Orange | Florida | 32802 | 5100 Alafaya Trail | 656.9 | 0 | Gas natural |  | 0 | 656.9 | 0 | 0 | 0 | 0 | 0 | 0 | 0 | 0 | 0 | 0 | EIA-860, EIA-860M and EIA-923 | 201603
Estados Unidos | Auburndale Peaker Energy Center | Auburndale Peaker Energy Center LLC |  | 28.0535 | -81.8059 | Auburndale | Polk | Florida | 33823 | 1651 West Derby Avenue | 117 | 0 | Gas natural |  | 0 | 117 | 0 | 0 | 0 | 0 | 0 | 0 | 0 | 0 | 0 | 0 | EIA-860, EIA-860M and EIA-923 | 201603
Estados Unidos | Rocky Mountain Energy Center | Public Service Co of Colorado |  | 40.0908 | -104.595 | Keenesburg | Weld | Colorado | 80643 | 6211 Weld County Rd 51 | 580 | 0 | Gas natural |  | 0 | 580 | 0 | 0 | 0 | 0 | 0 | 0 | 0 | 0 | 0 | 0 | EIA-860, EIA-860M and EIA-923 | 201603
Estados Unidos | Silverhawk | Nevada Power Co |  | 36.4078 | -114.961 | N. Las Vegas | Clark | Nevada | 89124 | 15111 Apex Power Parkway | 560 | 0 | Gas natural |  | 0 | 560 | 0 | 0 | 0 | 0 | 0 | 0 | 0 | 0 | 0 | 0 | EIA-860, EIA-860M and EIA-923 | 201603
Estados Unidos | Inland Empire Energy Center | Inland Empire Energy Ctr LLC |  | 33.7388 | -117.17 | Menifee | Riverside | California | 92585 | 26226 Antelope Road | 690 | 0 | Gas natural |  | 0 | 690 | 0 | 0 | 0 | 0 | 0 | 0 | 0 | 0 | 0 | 0 | EIA-860, EIA-860M and EIA-923 | 201603
Estados Unidos | Prairie State Generating Station | Prairie State Generating Co LLC |  | 38.2792 | -89.6669 | Marissa | St Clair | Illinois | 62257 | 1739 New Marigold Road | 1628 | 0 | Carbón |  | 1628 | 0 | 0 | 0 | 0 | 0 | 0 | 0 | 0 | 0 | 0 | 0 | EIA-860, EIA-860M and EIA-923 | 201603
Estados Unidos | Jasper | South Carolina Electric&Gas Company |  | 32.3594 | -81.1242 | Hardeeville | Jasper | South Carolina | 29927 | 10719 Purrysburg Road | 862 | 0 | Gas natural |  | 0 | 862 | 0 | 0 | 0 | 0 | 0 | 0 | 0 | 0 | 0 | 0 | EIA-860, EIA-860M and EIA-923 | 201603
Estados Unidos | Tracy Combined Cycle Power Plant | GWF Energy LLC |  | 37.7107 | -121.491 | Tracy | San Joaquin | California | 95377 | 1450 W. Schulte Road | 320.1 | 0 | Gas natural |  | 0 | 320.1 | 0 | 0 | 0 | 0 | 0 | 0 | 0 | 0 | 0 | 0 | EIA-860, EIA-860M and EIA-923 | 201603
Estados Unidos | NRG Rockford II Energy Center | Indeck Operations Inc |  | 42.2383 | -89.1011 | Rockford | Winnebago | Illinois | 61104 | 136 Harrison Ave | 156.6 | 0 | Gas natural |  | 0 | 156.6 | 0 | 0 | 0 | 0 | 0 | 0 | 0 | 0 | 0 | 0 | EIA-860, EIA-860M and EIA-923 | 201603
Estados Unidos | NAEA Ocean Peaking Power LLC | NAEA Operating Company LLC |  | 40.0633 | -74.1672 | Lakewood | Ocean | New Jersey | 08701 | 123 Energy Way | 325.6 | 0 | Gas natural |  | 0 | 325.6 | 0 | 0 | 0 | 0 | 0 | 0 | 0 | 0 | 0 | 0 | EIA-860, EIA-860M and EIA-923 | 201603
Estados Unidos | Warren County | Virginia Electric & Power Co |  | 38.9717 | -78.1772 | Front Royal | Warren | Virginia | 22630 | Rockland Rd and Kelly Dr | 1472.2 | 0 | Gas natural |  | 0 | 1472.2 | 0 | 0 | 0 | 0 | 0 | 0 | 0 | 0 | 0 | 0 | EIA-860, EIA-860M and EIA-923 | 201603
Estados Unidos | Wansley Combined Cycle | Southern Power Co |  | 33.4064 | -85.037 | Franklin | Heard | Georgia | 30217 | 3461 Hollingsworth Ferry Road | 1145.5 | 0 | Gas natural |  | 0 | 1145.5 | 0 | 0 | 0 | 0 | 0 | 0 | 0 | 0 | 0 | 0 | EIA-860, EIA-860M and EIA-923 | 201603
Estados Unidos | Trent Wind Farm LP | Trent Wind Farm LP |  | 32.4301 | -100.236 | Trent | Nolan | Texas | 79561 | 1423 CR 131 | 150 | 150 | Eólica | Eólica | 0 | 0 | 0 | 0 | 0 | 0 | 0 | 0 | 150 | 0 | 0 | 0 | EIA-860, EIA-860M and EIA-923 | 201603
Estados Unidos | Cosumnes | Sacramento Municipal Util Dist |  | 38.3385 | -121.124 | Herald | Sacramento | California | 95638 | Twin Cities Rd. | 503 | 0 | Gas natural |  | 0 | 503 | 0 | 0 | 0 | 0 | 0 | 0 | 0 | 0 | 0 | 0 | EIA-860, EIA-860M and EIA-923 | 201603
Estados Unidos | Cass County | Omaha Public Power District |  | 40.9479 | -95.964 | Plattsmouth | Cass | Nebraska | 68507 | 3520 Mill Road | 324.4 | 0 | Gas natural |  | 0 | 324.4 | 0 | 0 | 0 | 0 | 0 | 0 | 0 | 0 | 0 | 0 | EIA-860, EIA-860M and EIA-923 | 201603
Estados Unidos | Hunterstown Power Plant | NRG Wholesale Generation LP |  | 39.8725 | -77.1672 | Gettysburg | Adams | Pennsylvania | 17325 | 1731 Hunterstown Road | 758 | 0 | Gas natural |  | 0 | 758 | 0 | 0 | 0 | 0 | 0 | 0 | 0 | 0 | 0 | 0 | EIA-860, EIA-860M and EIA-923 | 201603
Estados Unidos | Palomar Energy | San Diego Gas & Electric Co |  | 33.1197 | -117.118 | Escondido | San Diego | California | 92029 | 2300 Harveson Place | 562 | 0 | Gas natural |  | 0 | 562 | 0 | 0 | 0 | 0 | 0 | 0 | 0 | 0 | 0 | 0 | EIA-860, EIA-860M and EIA-923 | 201603
Estados Unidos | FPL Energy Vansycle LLC (OR) | FPL Energy Vansycle LLC |  | 46.0128 | -118.816 | Touchet | Umatilla | Oregon | 97835 | 356 Touchet Gardena Road | 122.8 | 122.8 | Eólica | Eólica | 0 | 0 | 0 | 0 | 0 | 0 | 0 | 0 | 122.8 | 0 | 0 | 0 | EIA-860, EIA-860M and EIA-923 | 201603
Estados Unidos | Desert Sky | Desert Sky Wind Farm LP |  | 30.9178 | -102.087 | Iraan | Pecos | Texas | 79744 | PO Box 518, 8135 E Hwy 190 | 160.5 | 160.5 | Eólica | Eólica | 0 | 0 | 0 | 0 | 0 | 0 | 0 | 0 | 160.5 | 0 | 0 | 0 | EIA-860, EIA-860M and EIA-923 | 201603
Estados Unidos | Exira | Western Minnesota Mun Pwr Agny |  | 41.5144 | -94.9197 | Brayton | Audubon | Iowa | 50042 | 3429 Jay Ave | 139.5 | 0 | Gas natural |  | 0 | 139.5 | 0 | 0 | 0 | 0 | 0 | 0 | 0 | 0 | 0 | 0 | EIA-860, EIA-860M and EIA-923 | 201603
Estados Unidos | Donald Von Raesfeld Power Plant | City of Santa Clara - (CA) |  | 37.3767 | -121.951 | Santa Clara | Santa Clara | California | 95054 | 850 Duane Avenue | 154 | 0 | Gas natural |  | 0 | 154 | 0 | 0 | 0 | 0 | 0 | 0 | 0 | 0 | 0 | 0 | EIA-860, EIA-860M and EIA-923 | 201603
Estados Unidos | Fox Energy Center | Wisconsin Public Service Corp |  | 44.3204 | -88.2089 | Wrightstown | Outagamie | Wisconsin | 54130 | 310 East Frontage Road | 565.1 | 0 | Gas natural |  | 0 | 565.1 | 0 | 0 | 0 | 0 | 0 | 0 | 0 | 0 | 0 | 0 | EIA-860, EIA-860M and EIA-923 | 201603
Estados Unidos | Malburg | Colorado Energy Management LLC |  | 33.9986 | -118.222 | Vernon | Los Angeles | California | 90058 | 4963 Soto Street | 134 | 0 | Gas natural |  | 0 | 134 | 0 | 0 | 0 | 0 | 0 | 0 | 0 | 0 | 0 | 0 | EIA-860, EIA-860M and EIA-923 | 201603
Estados Unidos | Magnolia Power Project | City of Burbank Water and Power |  | 34.1786 | -118.315 | Burbank | Los Angeles | California | 91502 | 110 West Magnolia Boulevard | 301 | 0 | Gas natural |  | 0 | 301 | 0 | 0 | 0 | 0 | 0 | 0 | 0 | 0 | 0 | 0 | EIA-860, EIA-860M and EIA-923 | 201603
Estados Unidos | Elm Road Generating Station | Wisconsin Electric Power Co |  | 42.8492 | -87.8336 | Oak Creek | Milwaukee | Wisconsin | 53154 | 10800 S. Chicago Road | 1268 | 0 | Carbón |  | 1268 | 0 | 0 | 0 | 0 | 0 | 0 | 0 | 0 | 0 | 0 | 0 | EIA-860, EIA-860M and EIA-923 | 201603
Estados Unidos | High Winds LLC | FPLE High Winds, LLC |  | 38.1381 | -121.805 | Birds Landing | Solano | California | 94512 | 6700 Birds Landing Rd. | 162 | 162 | Eólica | Eólica | 0 | 0 | 0 | 0 | 0 | 0 | 0 | 0 | 162 | 0 | 0 | 0 | EIA-860, EIA-860M and EIA-923 | 201603
Estados Unidos | Walnut Energy Center | Turlock Irrigation District |  | 37.4878 | -120.896 | Turlock | Stanislaus | California | 95380 | 600 S. Washington Road | 269 | 0 | Gas natural |  | 0 | 269 | 0 | 0 | 0 | 0 | 0 | 0 | 0 | 0 | 0 | 0 | EIA-860, EIA-860M and EIA-923 | 201603
Estados Unidos | TransAlta Wyoming Wind | NextEra Energy Operating Services LLC |  | 41.2874 | -110.556 | Evanston | Uinta | Wyoming | 82930 | 3287 Divide Rd | 144 | 144 | Eólica | Eólica | 0 | 0 | 0 | 0 | 0 | 0 | 0 | 0 | 144 | 0 | 0 | 0 | EIA-860, EIA-860M and EIA-923 | 201603
Estados Unidos | Oklahoma Wind Energy Center | FPL Energy Oklahoma Wind LLC |  | 36.604 | -99.34 | Woodward | Woodward | Oklahoma | 73801 | 3/8 mi W of Intrscn EW30/NS208 | 102 | 102 | Eólica | Eólica | 0 | 0 | 0 | 0 | 0 | 0 | 0 | 0 | 102 | 0 | 0 | 0 | EIA-860, EIA-860M and EIA-923 | 201603
Estados Unidos | New Mexico Wind Energy Center | FPL Energy New Mexico Wind LLC |  | 34.6357 | -104.047 | House | Quay | New Mexico | 88121 | 1561 State Highway 252 | 204 | 204 | Eólica | Eólica | 0 | 0 | 0 | 0 | 0 | 0 | 0 | 0 | 204 | 0 | 0 | 0 | EIA-860, EIA-860M and EIA-923 | 201603
Estados Unidos | Currant Creek | PacifiCorp |  | 39.8214 | -111.893 | Mona | Juab | Utah | 84645 | 2096 West 300 North | 524 | 0 | Gas natural |  | 0 | 524 | 0 | 0 | 0 | 0 | 0 | 0 | 0 | 0 | 0 | 0 | EIA-860, EIA-860M and EIA-923 | 201603
Estados Unidos | Mankato Energy Center | Calpine Central LP |  | 44.1988 | -94.003 | Mankato | Blue Earth | Minnesota | 56001 | 1 Fazio Lane | 300 | 0 | Gas natural |  | 0 | 300 | 0 | 0 | 0 | 0 | 0 | 0 | 0 | 0 | 0 | 0 | EIA-860, EIA-860M and EIA-923 | 201603
Estados Unidos | Brazos Wind Farm | Shell Wind Energy Inc. |  | 32.9479 | -101.148 | Fluvanna | Scurry | Texas | 79517 | 968 Main Street | 160 | 160 | Eólica | Eólica | 0 | 0 | 0 | 0 | 0 | 0 | 0 | 0 | 160 | 0 | 0 | 0 | EIA-860, EIA-860M and EIA-923 | 201603
Estados Unidos | Riverside Energy Resource Center | City of Riverside - (CA) |  | 33.9636 | -117.453 | Riverside | Riverside | California | 92504 | 5901 Payton Ave | 196 | 0 | Gas natural |  | 0 | 196 | 0 | 0 | 0 | 0 | 0 | 0 | 0 | 0 | 0 | 0 | EIA-860, EIA-860M and EIA-923 | 201603
Estados Unidos | McIntosh Combined Cycle Facility | Georgia Power Co |  | 32.3478 | -81.1817 | Rincon | Effingham | Georgia | 31326 | P. O. Box 529 | 1256.8 | 0 | Gas natural |  | 0 | 1256.8 | 0 | 0 | 0 | 0 | 0 | 0 | 0 | 0 | 0 | 0 | EIA-860, EIA-860M and EIA-923 | 201603
Estados Unidos | South Harper | KCP&L Greater Missouri Operations Co |  | 38.6803 | -94.4824 | Kansas City | Cass | Missouri | 64701 | MO Hwy 7 and 235th Street | 303.3 | 0 | Gas natural |  | 0 | 303.3 | 0 | 0 | 0 | 0 | 0 | 0 | 0 | 0 | 0 | 0 | EIA-860, EIA-860M and EIA-923 | 201603
Estados Unidos | Freeport Energy Center | Dow Chemical Co |  | 28.9888 | -95.3954 | Freeport | Brazoria | Texas | 77541 | 2301 N Brazosport Blvd | 219.4 | 0 | Gas natural |  | 0 | 219.4 | 0 | 0 | 0 | 0 | 0 | 0 | 0 | 0 | 0 | 0 | EIA-860, EIA-860M and EIA-923 | 201603
Estados Unidos | Kennecott Power Plant | Kennecott Utah Copper |  | 40.7119 | -112.122 | Magna | Salt Lake | Utah | 84044 | 9200 West 3325 South | 212.7 | 0 | Carbón |  | 175 | 5.9 | 0 | 31.8 | 0 | 0 | 0 | 0 | 0 | 0 | 0 | 0 | EIA-860, EIA-860M and EIA-923 | 201603
Estados Unidos | Faribault Energy Park | Minnesota Municipal Power Agny |  | 44.3356 | -93.2906 | Faribault | Rice | Minnesota | 55021 | 4100 Park Avenue | 261 | 0 | Gas natural |  | 0 | 261 | 0 | 0 | 0 | 0 | 0 | 0 | 0 | 0 | 0 | 0 | EIA-860, EIA-860M and EIA-923 | 201603
Estados Unidos | Sheboygan Falls | Wisconsin Power & Light Co |  | 43.7518 | -87.8781 | Sheboygan | Sheboygan | Wisconsin | 53085 | N5787 Bridgewood Road | 300.5 | 0 | Gas natural |  | 0 | 300.5 | 0 | 0 | 0 | 0 | 0 | 0 | 0 | 0 | 0 | 0 | EIA-860, EIA-860M and EIA-923 | 201603
Estados Unidos | Colorado Green Holdings LLC | Iberdrola Renewables Inc |  | 37.7033 | -102.623 | Lamar | Prowers | Colorado | 81052 | 8501 County Road E | 162 | 162 | Eólica | Eólica | 0 | 0 | 0 | 0 | 0 | 0 | 0 | 0 | 162 | 0 | 0 | 0 | EIA-860, EIA-860M and EIA-923 | 201603
Estados Unidos | Nebo Power Station | Utah Associated Mun Power Sys |  | 40.0614 | -111.729 | Payson | Utah | Utah | 84651 | State Road 115 & Bamberger Rd | 130 | 0 | Gas natural |  | 0 | 130 | 0 | 0 | 0 | 0 | 0 | 0 | 0 | 0 | 0 | 0 | EIA-860, EIA-860M and EIA-923 | 201603
Estados Unidos | 500MW CC | New York Power Authority |  | 40.7889 | -73.9069 | Astoria | Queens | New York | 11105 | 19-51 20th Ave | 454.1 | 0 | Gas natural |  | 0 | 454.1 | 0 | 0 | 0 | 0 | 0 | 0 | 0 | 0 | 0 | 0 | EIA-860, EIA-860M and EIA-923 | 201603
Estados Unidos | TS Power Plant | Newmont Nevada Energy Investment, LLC |  | 40.7461 | -116.53 | Battle Mountain | Eureka | Nevada | 89820 | 450 TS Power Plant Road | 218.4 | 0 | Carbón |  | 218.4 | 0 | 0 | 0 | 0 | 0 | 0 | 0 | 0 | 0 | 0 | 0 | EIA-860, EIA-860M and EIA-923 | 201603
Estados Unidos | Port Westward | Portland General Electric Co |  | 46.1789 | -123.172 | Clatskanie | Columbia | Oregon | 97016 | 81566 Kallunki Rd | 392.2 | 0 | Gas natural |  | 0 | 392.2 | 0 | 0 | 0 | 0 | 0 | 0 | 0 | 0 | 0 | 0 | EIA-860, EIA-860M and EIA-923 | 201603
Estados Unidos | EG178 Facility | Kinder Morgan Production Company LP |  | 32.7471 | -100.955 | Snyder | Scurry | Texas | 79549 | 3693 CR 226 | 110 | 0 | Gas natural |  | 0 | 110 | 0 | 0 | 0 | 0 | 0 | 0 | 0 | 0 | 0 | 0 | EIA-860, EIA-860M and EIA-923 | 201603
Estados Unidos | Caithness Long Island Energy Center | Caithness Long Island, LLC |  | 40.8142 | -72.9403 | Yaphank | Suffolk | New York | 11980 | 50 Zorn Blvd. | 316.9 | 0 | Gas natural |  | 0 | 316.9 | 0 | 0 | 0 | 0 | 0 | 0 | 0 | 0 | 0 | 0 | EIA-860, EIA-860M and EIA-923 | 201603
Estados Unidos | Lake Side Power Plant | PacifiCorp |  | 40.3317 | -111.754 | Vineyard | Utah | Utah | 84058 | 1825 North Pioneer Lane | 1176 | 0 | Gas natural |  | 0 | 1176 | 0 | 0 | 0 | 0 | 0 | 0 | 0 | 0 | 0 | 0 | EIA-860, EIA-860M and EIA-923 | 201603
Estados Unidos | Groton Generating Station | Basin Electric Power Coop |  | 45.3735 | -98.0987 | Groton | Brown | South Dakota | 57445 | Hwy 37 | 158.9 | 0 | Gas natural |  | 0 | 158.9 | 0 | 0 | 0 | 0 | 0 | 0 | 0 | 0 | 0 | 0 | EIA-860, EIA-860M and EIA-923 | 201603
Estados Unidos | Buffalo Gap Wind Farm | AES Wind Generation Inc |  | 32.3116 | -100.062 | Merkel | Taylor | Texas | 79536 | 10718 FM89 | 120.6 | 120.6 | Eólica | Eólica | 0 | 0 | 0 | 0 | 0 | 0 | 0 | 0 | 120.6 | 0 | 0 | 0 | EIA-860, EIA-860M and EIA-923 | 201603
Estados Unidos | Cannon Falls Energy Center | Invenergy Services LLC |  | 44.5367 | -92.9155 | Cannon Falls | Goodhue | Minnesota | 55009 | 525 North Park Drive | 398 | 0 | Gas natural |  | 0 | 398 | 0 | 0 | 0 | 0 | 0 | 0 | 0 | 0 | 0 | 0 | EIA-860, EIA-860M and EIA-923 | 201603
Estados Unidos | Anson County Generation Facility | North Carolina El Member Corp |  | 34.9687 | -79.9217 | Lilesville | Anson | North Carolina | 28091 | 749 Blewett Falls Road | 339 | 0 | Gas natural |  | 0 | 339 | 0 | 0 | 0 | 0 | 0 | 0 | 0 | 0 | 0 | 0 | EIA-860, EIA-860M and EIA-923 | 201603
Estados Unidos | Intrepid | MidAmerican Energy Co |  | 42.5539 | -95.3283 | Schaller | Buena Vista | Iowa | 51053 | 506 West 2nd | 183 | 183 | Eólica | Eólica | 0 | 0 | 0 | 0 | 0 | 0 | 0 | 0 | 183 | 0 | 0 | 0 | EIA-860, EIA-860M and EIA-923 | 201603
Estados Unidos | Century | MidAmerican Energy Co |  | 42.5644 | -93.6369 | Blairsburg | Hamilton | Iowa | 50034 | 301 Commercial St | 200 | 200 | Eólica | Eólica | 0 | 0 | 0 | 0 | 0 | 0 | 0 | 0 | 200 | 0 | 0 | 0 | EIA-860, EIA-860M and EIA-923 | 201603
Estados Unidos | Hopkins Ridge Wind | Puget Sound Energy Inc |  | 46.4211 | -117.833 | Dayton | Columbia | Washington | 99328 | 431 Gwinn Road | 156.6 | 156.6 | Eólica | Eólica | 0 | 0 | 0 | 0 | 0 | 0 | 0 | 0 | 156.6 | 0 | 0 | 0 | EIA-860, EIA-860M and EIA-923 | 201603
Estados Unidos | Empire Generating Co LLC | Empire Generating Co LLC |  | 42.6252 | -73.75 | Rensselaer | Rensselaer | New York | 12144 | 75 Riverside Ave | 580 | 0 | Gas natural |  | 0 | 580 | 0 | 0 | 0 | 0 | 0 | 0 | 0 | 0 | 0 | 0 | EIA-860, EIA-860M and EIA-923 | 201603
Estados Unidos | Callahan Divide Wind Energy Center | FPL Energy Callahan Wind, LLC |  | 32.3039 | -100.022 | Tusocola | Taylor | Texas | 79562 | 1209 F CR 618 | 114 | 114 | Eólica | Eólica | 0 | 0 | 0 | 0 | 0 | 0 | 0 | 0 | 114 | 0 | 0 | 0 | EIA-860, EIA-860M and EIA-923 | 201603
Estados Unidos | Weatherford Wind Energy Center | FPL Energy Weatherford, LLC |  | 35.5094 | -98.7346 | Weatherford | Custer | Oklahoma | 73906 | 3070 West service road | 147 | 147 | Eólica | Eólica | 0 | 0 | 0 | 0 | 0 | 0 | 0 | 0 | 147 | 0 | 0 | 0 | EIA-860, EIA-860M and EIA-923 | 201603
Estados Unidos | Maple Ridge Wind Farm | Flat Rock Windpower, LLC |  | 43.7853 | -75.5753 | Lowville | Lewis | New York | 13367 | 6972 Eagle Factory Road | 322 | 322 | Eólica | Eólica | 0 | 0 | 0 | 0 | 0 | 0 | 0 | 0 | 322 | 0 | 0 | 0 | EIA-860, EIA-860M and EIA-923 | 201603
Estados Unidos | Horse Hollow Wind Energy Center | FPL Energy Horse Hollow LLC |  | 32.214 | -100.057 | Wingate | Taylor | Texas | 79566 | 14064 B Hwy 277 S | 735.5 | 735.5 | Eólica | Eólica | 0 | 0 | 0 | 0 | 0 | 0 | 0 | 0 | 735.5 | 0 | 0 | 0 | EIA-860, EIA-860M and EIA-923 | 201603
Estados Unidos | Hamlet Generating Facility | North Carolina El Member Corp |  | 34.8423 | -79.7361 | Hamlet | Richmond | North Carolina | 28345 | 162 Cooperative Way | 339 | 0 | Gas natural |  | 0 | 339 | 0 | 0 | 0 | 0 | 0 | 0 | 0 | 0 | 0 | 0 | EIA-860, EIA-860M and EIA-923 | 201603
Estados Unidos | Trimont Area Wind Farm | Iberdrola Renewables Inc |  | 43.7938 | -94.8499 | Trimont | Martin | Minnesota | 56172 | 231 220th Street | 100.5 | 100.5 | Eólica | Eólica | 0 | 0 | 0 | 0 | 0 | 0 | 0 | 0 | 100.5 | 0 | 0 | 0 | EIA-860, EIA-860M and EIA-923 | 201603
Estados Unidos | Roseville Energy Park | City of Roseville - (CA) |  | 38.7928 | -121.381 | Roseville | Placer | California | 95678 | 5120 Phillips Rd | 151 | 0 | Gas natural |  | 0 | 151 | 0 | 0 | 0 | 0 | 0 | 0 | 0 | 0 | 0 | 0 | EIA-860, EIA-860M and EIA-923 | 201603
Estados Unidos | Elk River Wind | Iberdrola Renewables Inc |  | 37.5797 | -96.5503 | Beaumont | Butler | Kansas | 67072 | 14980 SE 190th | 150 | 150 | Eólica | Eólica | 0 | 0 | 0 | 0 | 0 | 0 | 0 | 0 | 150 | 0 | 0 | 0 | EIA-860, EIA-860M and EIA-923 | 201603
Estados Unidos | San Juan Mesa Wind Project LLC | NRG Energy Gas & Wind Holdings Inc |  | 33.9716 | -103.86 | Elida | Roosevelt | New Mexico | 88116 | 4388 S. Roosevelt Road 22 | 120 | 120 | Eólica | Eólica | 0 | 0 | 0 | 0 | 0 | 0 | 0 | 0 | 120 | 0 | 0 | 0 | EIA-860, EIA-860M and EIA-923 | 201603
Estados Unidos | Sweetwater Wind 3 LLC | Leeward Asset Management, LLC |  | 32.2908 | -100.422 | Sweetwater | Nolan | Texas | 79556 | 10 miles South Hwy 70 | 135 | 135 | Eólica | Eólica | 0 | 0 | 0 | 0 | 0 | 0 | 0 | 0 | 135 | 0 | 0 | 0 | EIA-860, EIA-860M and EIA-923 | 201603
Estados Unidos | Shute Creek Facility | Exxon Mobil Production Co |  | 41.8805 | -110.09 | Kemmerer | Lincoln | Wyoming | 83101 | 33 miles northeast of Kemmerer | 106.8 | 0 | Otros |  | 0 | 0 | 0 | 106.8 | 0 | 0 | 0 | 0 | 0 | 0 | 0 | 0 | EIA-860, EIA-860M and EIA-923 | 201603
Estados Unidos | Wild Horse | Puget Sound Energy Inc |  | 47.0363 | -120.206 | Ellensburg | Kittitas | Washington | 98926 | 25901 Vantage Hwy | 273.1 | 273.1 | Eólica | Eólica | 0 | 0 | 0 | 0 | 0 | 0 | 0 | 0.5 | 272.6 | 0 | 0 | 0 | EIA-860, EIA-860M and EIA-923 | 201603
Estados Unidos | Mustang Station Unit 4 | Golden Spread Electric Cooperative, Inc |  | 32.9746 | -102.744 | Denver City | Yoakum | Texas | 79323 | 1937 County Road 390 | 458.3 | 0 | Gas natural |  | 0 | 458.3 | 0 | 0 | 0 | 0 | 0 | 0 | 0 | 0 | 0 | 0 | EIA-860, EIA-860M and EIA-923 | 201603
Estados Unidos | Harry D Mattison Gas Plant | Southwestern Electric Power Co |  | 36.1855 | -94.2841 | Tonitown | Washington | Arkansas | 72770 | Liberty Ave | 294 | 0 | Gas natural |  | 0 | 294 | 0 | 0 | 0 | 0 | 0 | 0 | 0 | 0 | 0 | 0 | EIA-860, EIA-860M and EIA-923 | 201603
Estados Unidos | Campbell Industrial Park | Hawaiian Electric Co Inc |  | 21.3025 | -158.102 | Kapolei | Honolulu | Hawaii | 96707 | 91-196 Hanua Street | 113 | 113 | Biomasa | Biomasa | 0 | 0 | 0 | 0 | 0 | 0 | 0 | 0 | 0 | 0 | 113 | 0 | EIA-860, EIA-860M and EIA-923 | 201603
Estados Unidos | Blue Canyon Windpower II | Blue Canyon Windpower II LLC |  | 34.8661 | -98.6056 | Carnegie | Comanche | Oklahoma | 73015 | 3109 State Hwy 19 | 151 | 151 | Eólica | Eólica | 0 | 0 | 0 | 0 | 0 | 0 | 0 | 0 | 151 | 0 | 0 | 0 | EIA-860, EIA-860M and EIA-923 | 201603
Estados Unidos | Sweetwater Wind 4 LLC | Leeward Asset Management, LLC |  | 32.3122 | -100.53 | Roscoe | Nolan | Texas | 79545 | 7900 FM 608 | 241 | 241 | Eólica | Eólica | 0 | 0 | 0 | 0 | 0 | 0 | 0 | 0 | 241 | 0 | 0 | 0 | EIA-860, EIA-860M and EIA-923 | 201603
Estados Unidos | High Trail Wind Farm LLC | High Trail Wind Farm LLC |  | 40.4792 | -88.7989 | Ellsworth | McLean | Illinois | 61737 | 13682N 2900 East Road | 198 | 198 | Eólica | Eólica | 0 | 0 | 0 | 0 | 0 | 0 | 0 | 0 | 198 | 0 | 0 | 0 | EIA-860, EIA-860M and EIA-923 | 201603
Estados Unidos | Quail Run Energy Center | CER Quail Run Energy Partners LP |  | 31.8414 | -102.315 | Odessa | Ector | Texas | 79766 | 2950 East Interstate 20 | 482 | 0 | Gas natural |  | 0 | 482 | 0 | 0 | 0 | 0 | 0 | 0 | 0 | 0 | 0 | 0 | EIA-860, EIA-860M and EIA-923 | 201603
Estados Unidos | Colorado Bend Energy Center | CER Colorado Bend Energy Partners LP |  | 29.2878 | -96.0683 | Wharton | Wharton | Texas | 77488 | 3821 S SH 60 Hwy | 510 | 0 | Gas natural |  | 0 | 510 | 0 | 0 | 0 | 0 | 0 | 0 | 0 | 0 | 0 | 0 | EIA-860, EIA-860M and EIA-923 | 201603
Estados Unidos | Spearville | Kansas City Power & Light Co |  | 37.8641 | -99.7528 | Ford | Ford | Kansas | 67876 | 10311 126 RD | 148.5 | 148.5 | Eólica | Eólica | 0 | 0 | 0 | 0 | 0 | 0 | 0 | 0 | 148.5 | 0 | 0 | 0 | EIA-860, EIA-860M and EIA-923 | 201603
Estados Unidos | Whispering Willow Wind Farm - East | Interstate Power and Light Co |  | 42.6305 | -93.2064 | Iowa Falls | Franklin | Iowa | 50126 | 1598 70th Street | 199.7 | 199.7 | Eólica | Eólica | 0 | 0 | 0 | 0 | 0 | 0 | 0 | 0 | 199.7 | 0 | 0 | 0 | EIA-860, EIA-860M and EIA-923 | 201603
Estados Unidos | Leaning Juniper | PacifiCorp |  | 45.6525 | -120.21 | Arlington | Gilliam | Oregon | 97812 | 72459 Rattlesnake Rd. | 100.5 | 100.5 | Eólica | Eólica | 0 | 0 | 0 | 0 | 0 | 0 | 0 | 0 | 100.5 | 0 | 0 | 0 | EIA-860, EIA-860M and EIA-923 | 201603
Estados Unidos | Big Horn Wind Project | Iberdrola Renewables Inc |  | 45.8877 | -120.29 | Bickelton | Klickitat | Washington | 99322 | 1 Big Horn Rd | 199 | 199 | Eólica | Eólica | 0 | 0 | 0 | 0 | 0 | 0 | 0 | 0 | 199 | 0 | 0 | 0 | EIA-860, EIA-860M and EIA-923 | 201603
Estados Unidos | Shiloh I Wind Project | Iberdrola Renewables Inc |  | 38.12 | -121.85 | Rio Vista | Solano | California | 94571 | 6283 Montezuma Hills road | 150 | 150 | Eólica | Eólica | 0 | 0 | 0 | 0 | 0 | 0 | 0 | 0 | 150 | 0 | 0 | 0 | EIA-860, EIA-860M and EIA-923 | 201603
Estados Unidos | Cedar Creek Wind | Leeward Asset Management, LLC |  | 40.8944 | -104.021 | Grover | Weld | Colorado | 80729 | 59550 CR 105 | 300 | 300 | Eólica | Eólica | 0 | 0 | 0 | 0 | 0 | 0 | 0 | 0 | 300 | 0 | 0 | 0 | EIA-860, EIA-860M and EIA-923 | 201603
Estados Unidos | Judith Gap Wind Energy Center | Invenergy Services LLC |  | 46.5725 | -109.753 | Harlowton | Wheatland | Montana | 59520 | P.O. Box 70 | 135 | 135 | Eólica | Eólica | 0 | 0 | 0 | 0 | 0 | 0 | 0 | 0 | 135 | 0 | 0 | 0 | EIA-860, EIA-860M and EIA-923 | 201603
Estados Unidos | Centennial Wind Farm | Oklahoma Gas & Electric Co |  | 36.6377 | -99.6019 | Fort Supply | Harper | Oklahoma | 73848 | NA | 120 | 120 | Eólica | Eólica | 0 | 0 | 0 | 0 | 0 | 0 | 0 | 0 | 120 | 0 | 0 | 0 | EIA-860, EIA-860M and EIA-923 | 201603
Estados Unidos | Forest Creek Wind Farm LLC | E ON Climate Renewables N America LLC |  | 32.039 | -101.22 | Big Springs | Glasscock | Texas | 79720 | 893 McDonald Road North | 124.2 | 124.2 | Eólica | Eólica | 0 | 0 | 0 | 0 | 0 | 0 | 0 | 0 | 124.2 | 0 | 0 | 0 | EIA-860, EIA-860M and EIA-923 | 201603
Estados Unidos | Mesquite Wind Power LLC | Mesquite Wind LLC |  | 32.6256 | -99.4928 | Abilene | Shackelford | Texas | 79601 | 299 FM 604 | 200 | 200 | Eólica | Eólica | 0 | 0 | 0 | 0 | 0 | 0 | 0 | 0 | 200 | 0 | 0 | 0 | EIA-860, EIA-860M and EIA-923 | 201603
Estados Unidos | Treasure Coast Energy Center | Fort Pierce Utilities Authority |  | 27.3839 | -80.3775 | Ft. Pierce | St Lucie | Florida | 34981 | 4545 Energy Lane | 318 | 0 | Gas natural |  | 0 | 318 | 0 | 0 | 0 | 0 | 0 | 0 | 0 | 0 | 0 | 0 | EIA-860, EIA-860M and EIA-923 | 201603
Estados Unidos | West County Energy Center | Florida Power & Light Co |  | 26.6986 | -80.3747 | Loxahatchee | Palm Beach | Florida | 33470 | 20505 State Rd 80 | 3669 | 0 | Gas natural |  | 0 | 3669 | 0 | 0 | 0 | 0 | 0 | 0 | 0 | 0 | 0 | 0 | EIA-860, EIA-860M and EIA-923 | 201603
Estados Unidos | Wildorado Wind LLC | NRG Energy Gas & Wind Holdings Inc |  | 35.2919 | -102.303 | Vega | Oldham | Texas | 79092 | 6798 CO RD 42 | 161 | 161 | Eólica | Eólica | 0 | 0 | 0 | 0 | 0 | 0 | 0 | 0 | 161 | 0 | 0 | 0 | EIA-860, EIA-860M and EIA-923 | 201603
Estados Unidos | Pine Tree Wind Power Project | Los Angeles Department of Water & Power |  | 35.248 | -118.175 | Mojave | Kern | California | 93519 | near Mojave Desert | 135 | 135 | Eólica | Eólica | 0 | 0 | 0 | 0 | 0 | 0 | 0 | 0 | 135 | 0 | 0 | 0 | EIA-860, EIA-860M and EIA-923 | 201603
Estados Unidos | Spindle Hill Energy Center | Invenergy Services LLC |  | 40.0922 | -104.888 | Fort Lupton | Weld | Colorado | 80530 | 6355 Weld County Rd 19 | 270 | 0 | Gas natural |  | 0 | 270 | 0 | 0 | 0 | 0 | 0 | 0 | 0 | 0 | 0 | 0 | EIA-860, EIA-860M and EIA-923 | 201603
Estados Unidos | Plum Point Energy Station | NRG Energy Services - Plum Point |  | 35.6644 | -89.9489 | Osceola | Mississippi | Arkansas | 72370 | 2732A South County Road 623 | 670 | 0 | Carbón |  | 670 | 0 | 0 | 0 | 0 | 0 | 0 | 0 | 0 | 0 | 0 | 0 | EIA-860, EIA-860M and EIA-923 | 201603
Estados Unidos | Hobbs Generating Station | Lea Power Partners LLC |  | 32.7283 | -103.309 | Hobbs | Lea | New Mexico | 88242 | 98 N. Twombly Lane | 549 | 0 | Gas natural |  | 0 | 549 | 0 | 0 | 0 | 0 | 0 | 0 | 0 | 0 | 0 | 0 | EIA-860, EIA-860M and EIA-923 | 201603
Estados Unidos | MinnDakota Wind LLC | Iberdrola Renewables Inc |  | 44.2667 | -96.3444 | Ivanhoe | Brookings | Minnesota | 57026 | 21006 486th Avenue | 150 | 150 | Eólica | Eólica | 0 | 0 | 0 | 0 | 0 | 0 | 0 | 0 | 150 | 0 | 0 | 0 | EIA-860, EIA-860M and EIA-923 | 201603
Estados Unidos | Marengo Wind Plant | PacifiCorp |  | 46.3747 | -117.777 | Dayton | Columbia | Washington | 99328 | King Rd and Covello Rd | 210.6 | 210.6 | Eólica | Eólica | 0 | 0 | 0 | 0 | 0 | 0 | 0 | 0 | 210.6 | 0 | 0 | 0 | EIA-860, EIA-860M and EIA-923 | 201603
Estados Unidos | Russell City Energy Center | Russell City Energy Company LLC |  | 37.6347 | -122.134 | Hayward | Alameda | California | 94545 | 3862 Depot Road | 615 | 0 | Gas natural |  | 0 | 615 | 0 | 0 | 0 | 0 | 0 | 0 | 0 | 0 | 0 | 0 | EIA-860, EIA-860M and EIA-923 | 201603
Estados Unidos | Klondike Windpower III | Iberdrola Renewables Inc |  | 45.5836 | -120.504 | Wasco | Sherman | Oregon | 97065 | 99436 Klondike Lane | 297.5 | 297.5 | Eólica | Eólica | 0 | 0 | 0 | 0 | 0 | 0 | 0 | 0 | 297.5 | 0 | 0 | 0 | EIA-860, EIA-860M and EIA-923 | 201603
Estados Unidos | Gateway Generating Station | Pacific Gas & Electric Co |  | 38.0175 | -121.759 | Antioch | Contra Costa | California | 94509 | 3225 Wilbur Avenue | 563.4 | 0 | Gas natural |  | 0 | 563.4 | 0 | 0 | 0 | 0 | 0 | 0 | 0 | 0 | 0 | 0 | EIA-860, EIA-860M and EIA-923 | 201603
Estados Unidos | Post Oak Wind LLC | Mesquite Wind LLC |  | 32.5144 | -99.6564 | Abilene | Shackelford | Texas | 79601 | 299 FM 604 | 200 | 200 | Eólica | Eólica | 0 | 0 | 0 | 0 | 0 | 0 | 0 | 0 | 200 | 0 | 0 | 0 | EIA-860, EIA-860M and EIA-923 | 201603
Estados Unidos | Buffalo Gap 2 Wind Farm | AES Wind Generation Inc |  | 32.3182 | -100.177 | Merkel | Nolan | Texas | 79536 | 10718 FM 89 | 232.5 | 232.5 | Eólica | Eólica | 0 | 0 | 0 | 0 | 0 | 0 | 0 | 0 | 232.5 | 0 | 0 | 0 | EIA-860, EIA-860M and EIA-923 | 201603
Estados Unidos | Biglow Canyon Wind Farm | Portland General Electric Co |  | 45.6537 | -120.603 | Wasco | Sherman | Oregon | 97065 | 96900 Herin Lane | 449.7 | 449.7 | Eólica | Eólica | 0 | 0 | 0 | 0 | 0 | 0 | 0 | 0 | 449.7 | 0 | 0 | 0 | EIA-860, EIA-860M and EIA-923 | 201603
Estados Unidos | White Creek Wind Farm | White Creek Wind 1 LLC |  | 45.8155 | -120.342 | Roosevelt | Klickitat | Washington | 99356 | 1131 Dot Road | 204 | 204 | Eólica | Eólica | 0 | 0 | 0 | 0 | 0 | 0 | 0 | 0 | 204 | 0 | 0 | 0 | EIA-860, EIA-860M and EIA-923 | 201603
Estados Unidos | Smoky Hills Wind Project Phase I | Smoky Hills Wind Farm I LLC |  | 38.8799 | -98.1602 | Lincoln | Lincoln | Kansas | 67455 | 223 North Highway 14 | 100.8 | 100.8 | Eólica | Eólica | 0 | 0 | 0 | 0 | 0 | 0 | 0 | 0 | 100.8 | 0 | 0 | 0 | EIA-860, EIA-860M and EIA-923 | 201603
Estados Unidos | Prairie Star Wind Farm | High Prairie Wind Farm II LLC |  | 43.6861 | -92.6272 | Grand Meadow | Mower | Minnesota | 55936 | 308 4th Ave NE | 100.6 | 100.6 | Eólica | Eólica | 0 | 0 | 0 | 0 | 0 | 0 | 0 | 0 | 100.6 | 0 | 0 | 0 | EIA-860, EIA-860M and EIA-923 | 201603
Estados Unidos | NedPower Mount Storm | Shell Wind Energy Inc. |  | 39.2175 | -79.2094 | Mount Storm | Grant | West Virginia | 26739 | HC 76, Box 447 | 264 | 264 | Eólica | Eólica | 0 | 0 | 0 | 0 | 0 | 0 | 0 | 0 | 264 | 0 | 0 | 0 | EIA-860, EIA-860M and EIA-923 | 201603
Estados Unidos | Western 102 Power Plant | Barrick Goldstrike Mines Inc |  | 39.5603 | -119.511 | McCarran | Storey | Nevada | 89434 | 2555 Waltham Way | 111.6 | 1 | Gas natural | Solar | 0 | 110.6 | 0 | 0 | 0 | 0 | 0 | 1 | 0 | 0 | 0 | 0 | EIA-860, EIA-860M and EIA-923 | 201603
Estados Unidos | Pomeroy Wind Farm | MidAmerican Energy Co |  | 42.5842 | -94.7467 | Fonda | Pocahontas | Iowa | 50574 | 114 North Ontario Street | 286.4 | 286.4 | Eólica | Eólica | 0 | 0 | 0 | 0 | 0 | 0 | 0 | 0 | 286.4 | 0 | 0 | 0 | EIA-860, EIA-860M and EIA-923 | 201603
Estados Unidos | Emporia Energy Center | Westar Energy Inc |  | 38.4459 | -96.0652 | Emporia | Lyon | Kansas | 66801 | 1685 Road 200 | 648 | 0 | Gas natural |  | 0 | 648 | 0 | 0 | 0 | 0 | 0 | 0 | 0 | 0 | 0 | 0 | EIA-860, EIA-860M and EIA-923 | 201603
Estados Unidos | Jonesboro City Water & Light Plant | City Water and Light Plant |  | 35.8486 | -90.7254 | Jonesboro | Craighead | Arkansas | 72403 | 1400 Hanley Drive | 177 | 0 | Gas natural |  | 0 | 177 | 0 | 0 | 0 | 0 | 0 | 0 | 0 | 0 | 0 | 0 | EIA-860, EIA-860M and EIA-923 | 201603
Estados Unidos | Scurry County Wind LP | Invenergy Services LLC |  | 32.7204 | -100.995 | Snyder | Scurry | Texas | 79549 | 6543 E Hwy 180 | 130.5 | 130.5 | Eólica | Eólica | 0 | 0 | 0 | 0 | 0 | 0 | 0 | 0 | 130.5 | 0 | 0 | 0 | EIA-860, EIA-860M and EIA-923 | 201603
Estados Unidos | Plains End II LLC | Plains End Operating Services LLC |  | 39.8586 | -105.226 | Arvada | Jefferson | Colorado | 80007 | 8950 Highway 93 | 116.2 | 0 | Gas natural |  | 0 | 116.2 | 0 | 0 | 0 | 0 | 0 | 0 | 0 | 0 | 0 | 0 | EIA-860, EIA-860M and EIA-923 | 201603
Estados Unidos | Colusa Generating Station | Pacific Gas & Electric Co |  | 39.3661 | -122.27 | Maxwell | Colusa | California | 95955 | 5025 Delevan Road | 640 | 0 | Gas natural |  | 0 | 640 | 0 | 0 | 0 | 0 | 0 | 0 | 0 | 0 | 0 | 0 | EIA-860, EIA-860M and EIA-923 | 201603
Estados Unidos | PPS Power Plant No 1 | Paducah Power System |  | 37.0339 | -88.6159 | Paducah | McCracken | Kentucky | 42003 | 4801 Schneidman Road | 110 | 0 | Gas natural |  | 0 | 110 | 0 | 0 | 0 | 0 | 0 | 0 | 0 | 0 | 0 | 0 | EIA-860, EIA-860M and EIA-923 | 201603
Estados Unidos | Peetz Table Wind Energy | FPL Peetz Table Wind Energy |  | 40.986 | -103.436 | Peetz | Logan | Colorado | 80747 | 9500 County Rd. 78 | 199.5 | 199.5 | Eólica | Eólica | 0 | 0 | 0 | 0 | 0 | 0 | 0 | 0 | 199.5 | 0 | 0 | 0 | EIA-860, EIA-860M and EIA-923 | 201603
Estados Unidos | John W Turk Jr Power Plant | Southwestern Electric Power Co |  | 33.6497 | -93.8119 | Fulton | Hempstead | Arkansas | 71838 | 3711 Highway 355 S | 609 | 0 | Carbón |  | 609 | 0 | 0 | 0 | 0 | 0 | 0 | 0 | 0 | 0 | 0 | 0 | EIA-860, EIA-860M and EIA-923 | 201603
Estados Unidos | J Lamar Stall Unit | Southwestern Electric Power Co |  | 32.5195 | -93.7601 | Shreveport | Caddo | Louisiana | 71101 | 520 North Allen | 507 | 0 | Gas natural |  | 0 | 507 | 0 | 0 | 0 | 0 | 0 | 0 | 0 | 0 | 0 | 0 | EIA-860, EIA-860M and EIA-923 | 201603
Estados Unidos | Champion Wind Farm LLC | E ON Climate Renewables N America LLC |  | 32.3983 | -100.648 | Roscoe | Nolan | Texas | 79545 | 1100 County Rd. 140 | 126.5 | 126.5 | Eólica | Eólica | 0 | 0 | 0 | 0 | 0 | 0 | 0 | 0 | 126.5 | 0 | 0 | 0 | EIA-860, EIA-860M and EIA-923 | 201603
Estados Unidos | Roscoe Wind Farm LLC | E ON Climate Renewables N America LLC |  | 32.4694 | -100.666 | Roscoe | Nolan | Texas | 79545 | 5722 County Rd. 466 | 209 | 209 | Eólica | Eólica | 0 | 0 | 0 | 0 | 0 | 0 | 0 | 0 | 209 | 0 | 0 | 0 | EIA-860, EIA-860M and EIA-923 | 201603
Estados Unidos | Wygen III | Black Hills Power Inc |  | 44.2919 | -105.381 | Gillette | Campbell | Wyoming | 82718 | 20 Wyodak Road | 100 | 0 | Carbón |  | 100 | 0 | 0 | 0 | 0 | 0 | 0 | 0 | 0 | 0 | 0 | 0 | EIA-860, EIA-860M and EIA-923 | 201603
Estados Unidos | San Jacinto County Peaking Facility | East Texas Electric Coop, Inc |  | 30.4193 | -95.0118 | Shepherd | San Jacinto | Texas | 77371 | 2101 Pelican Road | 146.5 | 0 | Gas natural |  | 0 | 146 | 0.5 | 0 | 0 | 0 | 0 | 0 | 0 | 0 | 0 | 0 | EIA-860, EIA-860M and EIA-923 | 201603
Estados Unidos | Hardin County Peaking Facility | East Texas Electric Coop, Inc |  | 30.3038 | -94.2526 | Kountze | Hardin | Texas | 77625 | 8908 U.S. Highway 69 | 146 | 0 | Gas natural |  | 0 | 146 | 0 | 0 | 0 | 0 | 0 | 0 | 0 | 0 | 0 | 0 | EIA-860, EIA-860M and EIA-923 | 201603
Estados Unidos | Langdon Wind LLC | FPL Energy Langdon Wind LLC |  | 48.63 | -98.315 | Langdon | Cavalier | North Dakota | 58249 | 10810 Hwy LLC | 159 | 159 | Eólica | Eólica | 0 | 0 | 0 | 0 | 0 | 0 | 0 | 0 | 159 | 0 | 0 | 0 | EIA-860, EIA-860M and EIA-923 | 201603
Estados Unidos | Prairie Winds ND1 | Basin Electric Power Coop |  | 47.9336 | -101.269 | Minot | Ward | North Dakota | 58701 | Hwy 281 | 115.5 | 115.5 | Eólica | Eólica | 0 | 0 | 0 | 0 | 0 | 0 | 0 | 0 | 115.5 | 0 | 0 | 0 | EIA-860, EIA-860M and EIA-923 | 201603
Estados Unidos | Prairie Winds SD1 | Basin Electric Power Coop |  | 43.8864 | -98.7875 | Crow Lake | Jerauld | South Dakota | 57382 | Hwy 83 | 162 | 162 | Eólica | Eólica | 0 | 0 | 0 | 0 | 0 | 0 | 0 | 0 | 162 | 0 | 0 | 0 | EIA-860, EIA-860M and EIA-923 | 201603
Estados Unidos | Dry Fork Station | Basin Electric Power Coop |  | 44.3889 | -105.461 | Gillette | Campbell | Wyoming | 82732 | Interstate 90 | 380 | 0 | Carbón |  | 380 | 0 | 0 | 0 | 0 | 0 | 0 | 0 | 0 | 0 | 0 | 0 | EIA-860, EIA-860M and EIA-923 | 201603
Estados Unidos | Deer Creek Station | Basin Electric Power Coop |  | 44.2908 | -96.5267 | White | Brookings | South Dakota | 57276 | Hwy 30 | 290 | 0 | Gas natural |  | 0 | 290 | 0 | 0 | 0 | 0 | 0 | 0 | 0 | 0 | 0 | 0 | EIA-860, EIA-860M and EIA-923 | 201603
Estados Unidos | Sandy Creek Energy Station | Sandy Creek Energy Associates L P |  | 31.4744 | -96.9571 | Riesel | McLennan | Texas | 76682 | 2161 Rattlesnake Rd | 936.5 | 0 | Carbón |  | 936.5 | 0 | 0 | 0 | 0 | 0 | 0 | 0 | 0 | 0 | 0 | 0 | EIA-860, EIA-860M and EIA-923 | 201603
Estados Unidos | Logan Wind Energy | Logan Wind Energy LLC |  | 40.941 | -103.259 | Peetz | Logan | Colorado | 80747 | 9500 County Road 78 | 201 | 201 | Eólica | Eólica | 0 | 0 | 0 | 0 | 0 | 0 | 0 | 0 | 201 | 0 | 0 | 0 | EIA-860, EIA-860M and EIA-923 | 201603
Estados Unidos | Old Trail Wind Farm | Old Trail Wind Farm LLC |  | 40.4792 | -88.7989 | Ellsworth | McLean | Illinois | 61737 | 13682N 2900 East Road | 198 | 198 | Eólica | Eólica | 0 | 0 | 0 | 0 | 0 | 0 | 0 | 0 | 198 | 0 | 0 | 0 | EIA-860, EIA-860M and EIA-923 | 201603
Estados Unidos | Fenton Wind Farm | EDF Renewable Asset Holdings, Inc. |  | 43.8528 | -96.0183 | Chandler | Murray | Minnesota | 56122 | 729 21 St. Street | 205.5 | 205.5 | Eólica | Eólica | 0 | 0 | 0 | 0 | 0 | 0 | 0 | 0 | 205.5 | 0 | 0 | 0 | EIA-860, EIA-860M and EIA-923 | 201603
Estados Unidos | Noble Clinton Windpark LLC | Noble Wind Operations LLC |  | 44.8914 | -74.0061 | Churubusco | Clinton | New York | 12923 | 386 Ryan Road | 100.5 | 100.5 | Eólica | Eólica | 0 | 0 | 0 | 0 | 0 | 0 | 0 | 0 | 100.5 | 0 | 0 | 0 | EIA-860, EIA-860M and EIA-923 | 201603
Estados Unidos | Noble Bliss Windpark LLC | Noble Wind Operations LLC |  | 42.5367 | -78.3047 | Bliss | Wyoming | New York | 14024 | 7740 Cadwell Road | 100.5 | 100.5 | Eólica | Eólica | 0 | 0 | 0 | 0 | 0 | 0 | 0 | 0 | 100.5 | 0 | 0 | 0 | EIA-860, EIA-860M and EIA-923 | 201603
Estados Unidos | Elkhorn Valley Wind Farm | Telocaset Wind Power Partners |  | 45.0852 | -117.816 | Union | Union | Oregon | 97883 | 53777 OR Highway 237 | 100.7 | 100.7 | Eólica | Eólica | 0 | 0 | 0 | 0 | 0 | 0 | 0 | 0 | 100.7 | 0 | 0 | 0 | EIA-860, EIA-860M and EIA-923 | 201603
Estados Unidos | Buffalo Gap 3 Wind Farm | AES Wind Generation Inc |  | 32.2878 | -100.1 | Nolan | Nolan | Texas | 79537 | 4220-A FM 126 | 170.2 | 170.2 | Eólica | Eólica | 0 | 0 | 0 | 0 | 0 | 0 | 0 | 0 | 170.2 | 0 | 0 | 0 | EIA-860, EIA-860M and EIA-923 | 201603
Estados Unidos | Midway Peaking LLC | Calpeak Operating Services, LLC |  | 36.6541 | -120.58 | Firebaugh | Fresno | California | 93622 | 43627 West Panoche Road | 111.2 | 0 | Gas natural |  | 0 | 111.2 | 0 | 0 | 0 | 0 | 0 | 0 | 0 | 0 | 0 | 0 | EIA-860, EIA-860M and EIA-923 | 201603
Estados Unidos | Camp Grove Wind Farm | Orion Energy Group LLC |  | 41.0906 | -89.6398 | Wyoming | Stark | Illinois | 61491 | RR2, Box 55B | 150 | 150 | Eólica | Eólica | 0 | 0 | 0 | 0 | 0 | 0 | 0 | 0 | 150 | 0 | 0 | 0 | EIA-860, EIA-860M and EIA-923 | 201603
Estados Unidos | Stanton Wind Energy LLC | Invenergy Services LLC |  | 32.2353 | -101.837 | Lenorah | Martin | Texas | 79749 | 2646 State Highway 137 | 120 | 120 | Eólica | Eólica | 0 | 0 | 0 | 0 | 0 | 0 | 0 | 0 | 120 | 0 | 0 | 0 | EIA-860, EIA-860M and EIA-923 | 201603
Estados Unidos | Osceola Windpower LLC | Osceola Windpower LLC |  | 43.4303 | -95.4167 | Harris | Osceola | Iowa | 51345 | 6952 Hwy 9 | 100 | 100 | Eólica | Eólica | 0 | 0 | 0 | 0 | 0 | 0 | 0 | 0 | 100 | 0 | 0 | 0 | EIA-860, EIA-860M and EIA-923 | 201603
Estados Unidos | South Trent Wind Farm | NRG Energy Inc |  | 32.4081 | -100.129 | Sweetwater | Nolan | Texas | 79556 | 1101 CR 190 | 101.2 | 101.2 | Eólica | Eólica | 0 | 0 | 0 | 0 | 0 | 0 | 0 | 0 | 101.2 | 0 | 0 | 0 | EIA-860, EIA-860M and EIA-923 | 201603
Estados Unidos | Hatchet Ridge Wind Project | Pattern Operators LP |  | 40.8981 | -121.804 | Burney | Shasta | California | 96013 | 19400 Bunch Grass Lookout Rd | 101.2 | 101.2 | Eólica | Eólica | 0 | 0 | 0 | 0 | 0 | 0 | 0 | 0 | 101.2 | 0 | 0 | 0 | EIA-860, EIA-860M and EIA-923 | 201603
Estados Unidos | Pattern Gulf Wind | Pattern Operators LP |  | 27.0011 | -97.5994 | Armstrong | Kenedy | Texas | 78338 | 803 Gulf Wind Road | 283.2 | 283.2 | Eólica | Eólica | 0 | 0 | 0 | 0 | 0 | 0 | 0 | 0 | 283.2 | 0 | 0 | 0 | EIA-860, EIA-860M and EIA-923 | 201603
Estados Unidos | Dempsey Ridge Wind Farm | Acciona Wind Energy USA LLC |  | 35.5298 | -99.8145 | Cheyenne | Roger Mills | Oklahoma | 73628 | 10302 N 2890 Rd | 132 | 132 | Eólica | Eólica | 0 | 0 | 0 | 0 | 0 | 0 | 0 | 0 | 132 | 0 | 0 | 0 | EIA-860, EIA-860M and EIA-923 | 201603
Estados Unidos | Tatanka Wind Power LLC | Acciona Wind Energy USA LLC |  | 45.9593 | -98.9463 | Ashley | Dickey | North Dakota | 58413 | 10002 - 359th Avenue SE | 180 | 180 | Eólica | Eólica | 0 | 0 | 0 | 0 | 0 | 0 | 0 | 0 | 180 | 0 | 0 | 0 | EIA-860, EIA-860M and EIA-923 | 201603
Estados Unidos | Longview Power Plant | Longview Power, LLC |  | 39.7079 | -79.959 | Maidsville | Monongalia | West Virginia | 26541 | 1375 Fort Martin Road | 700 | 0 | Carbón |  | 700 | 0 | 0 | 0 | 0 | 0 | 0 | 0 | 0 | 0 | 0 | 0 | EIA-860, EIA-860M and EIA-923 | 201603
Estados Unidos | Winchester Power Park | Lower Colorado River Authority |  | 30.0381 | -96.9875 | Winchester | Fayette | Texas | 78945 | 1260 Farm to Market Road 448 | 176 | 0 | Gas natural |  | 0 | 176 | 0 | 0 | 0 | 0 | 0 | 0 | 0 | 0 | 0 | 0 | EIA-860, EIA-860M and EIA-923 | 201603
Estados Unidos | Benton County Wind Farm | Orion Energy Group LLC |  | 40.695 | -87.4886 | Earl Park | Benton | Indiana | 47942 | 8557W. 600N | 130.5 | 130.5 | Eólica | Eólica | 0 | 0 | 0 | 0 | 0 | 0 | 0 | 0 | 130.5 | 0 | 0 | 0 | EIA-860, EIA-860M and EIA-923 | 201603
Estados Unidos | Tuolumne Wind Project | Turlock Irrigation District |  | 45.8797 | -120.807 | Goldendale | Klickitat | Washington | 98620 | S-14 and Hwy 97 | 136.3 | 136.3 | Eólica | Eólica | 0 | 0 | 0 | 0 | 0 | 0 | 0 | 0 | 136.3 | 0 | 0 | 0 | EIA-860, EIA-860M and EIA-923 | 201603
Estados Unidos | CFB Power Plant | Formosa Plastics Corp |  | 28.6503 | -96.5397 | Point Comfort | Calhoun | Texas | 77978 | 201 Formosa Drive | 286.2 | 0 | Gas natural |  | 0 | 286.2 | 0 | 0 | 0 | 0 | 0 | 0 | 0 | 0 | 0 | 0 | EIA-860, EIA-860M and EIA-923 | 201603
Estados Unidos | Goat Wind LP | NRG Energy Gas & Wind Holdings Inc |  | 31.9519 | -100.791 | Sterling City | Sterling | Texas | 76951 | Section 68, Block 2 | 149.6 | 149.6 | Eólica | Eólica | 0 | 0 | 0 | 0 | 0 | 0 | 0 | 0 | 149.6 | 0 | 0 | 0 | EIA-860, EIA-860M and EIA-923 | 201603
Estados Unidos | Capricorn Ridge Wind LLC | Capricorn Ridge Wind LLC |  | 31.9261 | -100.928 | Sterling City | Sterling | Texas | 76951 | 533 Bird Lane, P.O. Box 129 | 662.5 | 662.5 | Eólica | Eólica | 0 | 0 | 0 | 0 | 0 | 0 | 0 | 0 | 662.5 | 0 | 0 | 0 | EIA-860, EIA-860M and EIA-923 | 201603
Estados Unidos | Barton Windpower LLC | Iberdrola Renewables Inc |  | 43.393 | -93.091 | Kensett | Worth | Iowa | 50448 | 1143 410th Street | 160 | 160 | Eólica | Eólica | 0 | 0 | 0 | 0 | 0 | 0 | 0 | 0 | 160 | 0 | 0 | 0 | EIA-860, EIA-860M and EIA-923 | 201603
Estados Unidos | Farmers City Wind LLC | Iberdrola Renewables Inc |  | 40.575 | -95.5228 | Tarkio | Atchison | Missouri | 64491 | 13987 U.S. Highway 59 | 146 | 146 | Eólica | Eólica | 0 | 0 | 0 | 0 | 0 | 0 | 0 | 0 | 146 | 0 | 0 | 0 | EIA-860, EIA-860M and EIA-923 | 201603
Estados Unidos | Locust Ridge II LLC | Iberdrola Renewables Inc |  | 40.8411 | -76.1547 | Shenandoah | Schuylkill | Pennsylvania | 17976 | 711 Raven Run Road | 102 | 102 | Eólica | Eólica | 0 | 0 | 0 | 0 | 0 | 0 | 0 | 0 | 102 | 0 | 0 | 0 | EIA-860, EIA-860M and EIA-923 | 201603
Estados Unidos | McAdoo Wind Energy LLC | Invenergy Services LLC |  | 33.7522 | -100.967 | McAdoo | Dickens | Texas | 79243 | 401 W FM 193 | 150 | 150 | Eólica | Eólica | 0 | 0 | 0 | 0 | 0 | 0 | 0 | 0 | 150 | 0 | 0 | 0 | EIA-860, EIA-860M and EIA-923 | 201603
Estados Unidos | Turkey Track Wind Energy LLC | Invenergy Services LLC |  | 32.1981 | -100.269 | Blackwell | Nolan | Texas | 79537 | 4310 A Hwy 153 | 169.5 | 169.5 | Eólica | Eólica | 0 | 0 | 0 | 0 | 0 | 0 | 0 | 0 | 169.5 | 0 | 0 | 0 | EIA-860, EIA-860M and EIA-923 | 201603
Estados Unidos | Scurry County Wind II | Invenergy Services LLC |  | 32.7181 | -100.793 | Snyder | Scurry | Texas | 79549 | 6543 E Hwy | 120 | 120 | Eólica | Eólica | 0 | 0 | 0 | 0 | 0 | 0 | 0 | 0 | 120 | 0 | 0 | 0 | EIA-860, EIA-860M and EIA-923 | 201603
Estados Unidos | Fowler Ridge Wind Farm LLC | AE Power Services LLC |  | 40.5839 | -87.3336 | Fowler | Benton | Indiana | 47944 | 91S 100 East | 600.3 | 600.3 | Eólica | Eólica | 0 | 0 | 0 | 0 | 0 | 0 | 0 | 0 | 600.3 | 0 | 0 | 0 | EIA-860, EIA-860M and EIA-923 | 201603
Estados Unidos | Sherbino I Wind Farm | AE Power Services LLC |  | 30.8073 | -102.356 | Fort Stockton | Pecos | Texas | 79735 | 568 Private Road 6038 | 150 | 150 | Eólica | Eólica | 0 | 0 | 0 | 0 | 0 | 0 | 0 | 0 | 150 | 0 | 0 | 0 | EIA-860, EIA-860M and EIA-923 | 201603
Estados Unidos | Elbow Creek Wind Project LLC | Elbow Creek Wind Project LLC |  | 32.1408 | -101.399 | Forsan | Howard | Texas | 79733 | 9919 Kay | 121.9 | 121.9 | Eólica | Eólica | 0 | 0 | 0 | 0 | 0 | 0 | 0 | 0 | 121.9 | 0 | 0 | 0 | EIA-860, EIA-860M and EIA-923 | 201603
Estados Unidos | Cloud County Wind Farm | Cloud County Windfarm, LLC |  | 39.4375 | -97.6644 | Concordia | Cloud | Kansas | 66901 | 1409 Iron Road | 201 | 201 | Eólica | Eólica | 0 | 0 | 0 | 0 | 0 | 0 | 0 | 0 | 201 | 0 | 0 | 0 | EIA-860, EIA-860M and EIA-923 | 201603
Estados Unidos | Hay Canyon Wind Power LLC | Iberdrola Renewables Inc |  | 45.52 | -120.574 | Moro | Sherman | Oregon | 97039 | 98100 Baseline Lane | 108 | 108 | Eólica | Eólica | 0 | 0 | 0 | 0 | 0 | 0 | 0 | 0 | 108 | 0 | 0 | 0 | EIA-860, EIA-860M and EIA-923 | 201603
Estados Unidos | Penascal Wind Power LLC | Iberdrola Renewables Inc |  | 27.0702 | -97.5077 | Sarita | Kenedy | Texas | 78385 | 581 South Highway 77 | 201.6 | 201.6 | Eólica | Eólica | 0 | 0 | 0 | 0 | 0 | 0 | 0 | 0 | 201.6 | 0 | 0 | 0 | EIA-860, EIA-860M and EIA-923 | 201603
Estados Unidos | Pioneer Prairie Wind Farm | Pioneer Prairie Wind Farm I, LLC |  | 43.4839 | -92.6131 | McIntire | Mitchell | Iowa | 50455 | 4968 Valley Ave | 300 | 300 | Eólica | Eólica | 0 | 0 | 0 | 0 | 0 | 0 | 0 | 0 | 300 | 0 | 0 | 0 | EIA-860, EIA-860M and EIA-923 | 201603
Estados Unidos | Kleen Energy Systems Project | Kleen Energy Systems, LLC |  | 41.5532 | -72.5969 | Midldetown | Middlesex | Connecticut | 06457 | 1349 River Road | 622 | 0 | Gas natural |  | 0 | 622 | 0 | 0 | 0 | 0 | 0 | 0 | 0 | 0 | 0 | 0 | EIA-860, EIA-860M and EIA-923 | 201603
Estados Unidos | Greenland Energy Center | JEA |  | 30.1591 | -81.5184 | Jacksonville | Duval | Florida | 32258 | 12121 Phillips Hwy | 296 | 0 | Gas natural |  | 0 | 296 | 0 | 0 | 0 | 0 | 0 | 0 | 0 | 0 | 0 | 0 | EIA-860, EIA-860M and EIA-923 | 201603
Estados Unidos | Panoche Energy Center | Panoche Energy Center, LLC |  | 36.6514 | -120.583 | Firbaugh | Fresno | California | 93662 | 43833 West Panoche Road | 388 | 0 | Gas natural |  | 0 | 388 | 0 | 0 | 0 | 0 | 0 | 0 | 0 | 0 | 0 | 0 | EIA-860, EIA-860M and EIA-923 | 201603
Estados Unidos | Red Hills Wind Project LLC | Acciona Wind Energy USA LLC |  | 35.535 | -99.3828 | Hammon | Roger Mills | Oklahoma | 73650 | 10217 N 2020 Rd | 123 | 123 | Eólica | Eólica | 0 | 0 | 0 | 0 | 0 | 0 | 0 | 0 | 123 | 0 | 0 | 0 | EIA-860, EIA-860M and EIA-923 | 201603
Estados Unidos | EcoGrove Wind LLC | Acciona Wind Energy USA LLC |  | 42.4515 | -89.8784 | Lena | Stephenson | Illinois | 61048 | 9370 N Baker Rd | 100.5 | 100.5 | Eólica | Eólica | 0 | 0 | 0 | 0 | 0 | 0 | 0 | 0 | 100.5 | 0 | 0 | 0 | EIA-860, EIA-860M and EIA-923 | 201603
Estados Unidos | Cedar Bayou 4 | NRG Cedar Bayou Development Company LLC |  | 29.7516 | -94.9231 | Eldon | Chambers | Texas | 77523 | 7705 West Bay Road | 502 | 0 | Gas natural |  | 0 | 502 | 0 | 0 | 0 | 0 | 0 | 0 | 0 | 0 | 0 | 0 | EIA-860, EIA-860M and EIA-923 | 201603
Estados Unidos | Bear Garden | Virginia Electric & Power Co |  | 37.6956 | -78.2853 | New Canton | Buckingham | Virginia | 23123 | 2608 C. G. Woodson Road | 589 | 0 | Gas natural |  | 0 | 589 | 0 | 0 | 0 | 0 | 0 | 0 | 0 | 0 | 0 | 0 | EIA-860, EIA-860M and EIA-923 | 201603
Estados Unidos | Virginia City Hybrid Energy Center | Virginia Electric & Power Co |  | 36.9164 | -82.3381 | St. Paul | Wise | Virginia | 24283 | 15515 Bull Run Road | 610 | 0 | Carbón |  | 610 | 0 | 0 | 0 | 0 | 0 | 0 | 0 | 0 | 0 | 0 | 0 | EIA-860, EIA-860M and EIA-923 | 201603
Estados Unidos | Carroll Wind Farm | MidAmerican Energy Co |  | 42.1622 | -94.93 | Carroll | Carroll | Iowa | 51401 | 1832 Industrial Park Road | 150 | 150 | Eólica | Eólica | 0 | 0 | 0 | 0 | 0 | 0 | 0 | 0 | 150 | 0 | 0 | 0 | EIA-860, EIA-860M and EIA-923 | 201603
Estados Unidos | Adair Wind Farm | MidAmerican Energy Co |  | 41.4236 | -94.665 | Adair | Adair | Iowa | 50002 | 106 Hillcrest St. | 174.8 | 174.8 | Eólica | Eólica | 0 | 0 | 0 | 0 | 0 | 0 | 0 | 0 | 174.8 | 0 | 0 | 0 | EIA-860, EIA-860M and EIA-923 | 201603
Estados Unidos | Walnut Wind Farm | MidAmerican Energy Co |  | 41.4517 | -95.2383 | Walnut | Pottawattamie | Iowa | 51577 | 236 Pearl St. | 153 | 153 | Eólica | Eólica | 0 | 0 | 0 | 0 | 0 | 0 | 0 | 0 | 153 | 0 | 0 | 0 | EIA-860, EIA-860M and EIA-923 | 201603
Estados Unidos | Solana Generating Station | Arizona Solar One LLC |  | 32.9223 | -112.956 | Gila Bend | Maricopa | Arizona | 85337 | 57750 S. Painted Rock Dam Road | 295.4 | 295.4 | Solar | Solar | 0 | 0 | 0 | 0 | 0 | 0 | 0 | 295.4 | 0 | 0 | 0 | 0 | EIA-860, EIA-860M and EIA-923 | 201603
Estados Unidos | Hackberry Wind Farm | Hackberry Wind LLC |  | 32.7683 | -99.4228 | Albany | Shackelford | Texas | 76430 | 177 Private Road | 162.3 | 162.3 | Eólica | Eólica | 0 | 0 | 0 | 0 | 0 | 0 | 0 | 0 | 162.3 | 0 | 0 | 0 | EIA-860, EIA-860M and EIA-923 | 201603
Estados Unidos | Kibby Wind Power Project | TransCanada Maine Wind Development Inc |  | 45.3853 | -70.5258 | Portland | Franklin | Maine | 04101 | 3647 The Arnold Trail | 132 | 132 | Eólica | Eólica | 0 | 0 | 0 | 0 | 0 | 0 | 0 | 0 | 132 | 0 | 0 | 0 | EIA-860, EIA-860M and EIA-923 | 201603
Estados Unidos | Glenrock | PacifiCorp |  | 43.0181 | -105.835 | Glenrock | Converse | Wyoming | 82637 | 1026 55 Ranch Road | 138 | 138 | Eólica | Eólica | 0 | 0 | 0 | 0 | 0 | 0 | 0 | 0 | 138 | 0 | 0 | 0 | EIA-860, EIA-860M and EIA-923 | 201603
Estados Unidos | Seven Mile Hill | PacifiCorp |  | 41.9203 | -106.376 | Medicine Bow | Carbon | Wyoming | 82329 | 3 Miles NW of Medicine Bow | 118.5 | 118.5 | Eólica | Eólica | 0 | 0 | 0 | 0 | 0 | 0 | 0 | 0 | 118.5 | 0 | 0 | 0 | EIA-860, EIA-860M and EIA-923 | 201603
Estados Unidos | Arlington Wind Power Project | Arlington Wind Power Project LLC |  | 45.7167 | -120.201 | Arlington | Gilliam | Oregon | 97812 | 72650 Rattlesnake Road | 102.9 | 102.9 | Eólica | Eólica | 0 | 0 | 0 | 0 | 0 | 0 | 0 | 0 | 102.9 | 0 | 0 | 0 | EIA-860, EIA-860M and EIA-923 | 201603
Estados Unidos | Rail Splitter Wind Farm | Rail Splitter Wind Farm LLC |  | 40.3692 | -89.4022 | Hopedale | Tazewell | Illinois | 61747 | 27497 Voynton Rd. | 100.5 | 100.5 | Eólica | Eólica | 0 | 0 | 0 | 0 | 0 | 0 | 0 | 0 | 100.5 | 0 | 0 | 0 | EIA-860, EIA-860M and EIA-923 | 201603
Estados Unidos | Marble River Wind Farm | Marble River, LLC |  | 44.9758 | -73.9297 | Churubusco | Clinton | New York | 12933 | 11 Marble River Way | 215 | 215 | Eólica | Eólica | 0 | 0 | 0 | 0 | 0 | 0 | 0 | 0 | 215 | 0 | 0 | 0 | EIA-860, EIA-860M and EIA-923 | 201603
Estados Unidos | Sagebrush Power Partners | Sagebrush Power Partners, LLC |  | 47.1356 | -120.687 | Ellensburg | Kittitas | Washington | 98922 | 3701 Hayward Rd | 100.7 | 100.7 | Eólica | Eólica | 0 | 0 | 0 | 0 | 0 | 0 | 0 | 0 | 100.7 | 0 | 0 | 0 | EIA-860, EIA-860M and EIA-923 | 201603
Estados Unidos | Shiloh Wind Project 2 LLC | EDF Renewable Asset Holdings, Inc. |  | 38.1711 | -121.846 | Birds Landing | Solano | California | 94512 | 6523 Montezuma Hills Rd | 150 | 150 | Eólica | Eólica | 0 | 0 | 0 | 0 | 0 | 0 | 0 | 0 | 150 | 0 | 0 | 0 | EIA-860, EIA-860M and EIA-923 | 201603
Estados Unidos | Wapsipinicon Wind Project | EDF Renewable Asset Holdings, Inc. |  | 43.8006 | -92.6822 | Dexter | Mower | Minnesota | 55926 | 228 Industrial Park Drive | 100.5 | 100.5 | Eólica | Eólica | 0 | 0 | 0 | 0 | 0 | 0 | 0 | 0 | 100.5 | 0 | 0 | 0 | EIA-860, EIA-860M and EIA-923 | 201603
Estados Unidos | Hoosier Wind Project LLC | EDF Renewable Asset Holdings, Inc. |  | 40.7178 | -87.2631 | Goodland | Benton | Indiana | 47948 | 3200 E 900th N | 106 | 106 | Eólica | Eólica | 0 | 0 | 0 | 0 | 0 | 0 | 0 | 0 | 106 | 0 | 0 | 0 | EIA-860, EIA-860M and EIA-923 | 201603
Estados Unidos | Noble Wethersfield Windpark LLC | Noble Wind Operations LLC |  | 42.6697 | -78.2278 | Gainsville | Wyoming | New York | 14066 | 4784 Wolcott rd | 126 | 126 | Eólica | Eólica | 0 | 0 | 0 | 0 | 0 | 0 | 0 | 0 | 126 | 0 | 0 | 0 | EIA-860, EIA-860M and EIA-923 | 201603
Estados Unidos | Noble Chateaugay Windpark LLC | Noble Wind Operations LLC |  | 44.8917 | -74.0299 | Chateaugay | Franklin | New York | 12920 | 386 Ryan rd | 106.5 | 106.5 | Eólica | Eólica | 0 | 0 | 0 | 0 | 0 | 0 | 0 | 0 | 106.5 | 0 | 0 | 0 | EIA-860, EIA-860M and EIA-923 | 201603
Estados Unidos | Noble Great Plains Windpark LLC | Noble Wind Operations LLC |  | 36.4964 | -101.392 | Spearman | Hansford | Texas | 79081 | 15001 Highway 207 | 114 | 114 | Eólica | Eólica | 0 | 0 | 0 | 0 | 0 | 0 | 0 | 0 | 114 | 0 | 0 | 0 | EIA-860, EIA-860M and EIA-923 | 201603
Estados Unidos | Dave Gates Generating Station | NorthWestern Energy DGGS |  | 46.1047 | -112.877 | Anaconda | Deer Lodge | Montana | 59711 | Montana Highway | 132.3 | 0 | Gas natural |  | 0 | 132.3 | 0 | 0 | 0 | 0 | 0 | 0 | 0 | 0 | 0 | 0 | EIA-860, EIA-860M and EIA-923 | 201603
Estados Unidos | Imperial Valley Solar, LLC | Imperial Valley Solar, LLC |  | 32.6711 | -115.587 | Calexico | Imperial | California | 92231 | 251 Ferrell Rd | 199.9 | 199.9 | Solar | Solar | 0 | 0 | 0 | 0 | 0 | 0 | 0 | 199.9 | 0 | 0 | 0 | 0 | EIA-860, EIA-860M and EIA-923 | 201603
Estados Unidos | FPL Energy Ashtabula Wind LLC | FPL Energy Ashtabula Wind LLC |  | 47.1294 | -97.8853 | Luverne | Barnes | North Dakota | 58056 | 12306 20th Street NE | 148.5 | 148.5 | Eólica | Eólica | 0 | 0 | 0 | 0 | 0 | 0 | 0 | 0 | 148.5 | 0 | 0 | 0 | EIA-860, EIA-860M and EIA-923 | 201603
Estados Unidos | EC&R Panther Creek Wind Farm I | E ON Climate Renewables N America LLC |  | 32.1008 | -101.451 | Big Spring | Howard | Texas | 79720 | 1081 Longshore Road | 142.5 | 142.5 | Eólica | Eólica | 0 | 0 | 0 | 0 | 0 | 0 | 0 | 0 | 142.5 | 0 | 0 | 0 | EIA-860, EIA-860M and EIA-923 | 201603
Estados Unidos | EC&R Panther Creek Wind Farm II | E ON Climate Renewables N America LLC |  | 31.9361 | -101.298 | Big Spring | Glasscock | Texas | 79720 | 904 N. McDonald Rd | 115.5 | 115.5 | Eólica | Eólica | 0 | 0 | 0 | 0 | 0 | 0 | 0 | 0 | 115.5 | 0 | 0 | 0 | EIA-860, EIA-860M and EIA-923 | 201603
Estados Unidos | FPL Energy Crystal Lake Wind LLC | FPL Energy Crystal Lake Wind LLC |  | 43.2125 | -93.8311 | Britt | Hancock | Iowa | 50423 | 804 310th Street | 150 | 150 | Eólica | Eólica | 0 | 0 | 0 | 0 | 0 | 0 | 0 | 0 | 150 | 0 | 0 | 0 | EIA-860, EIA-860M and EIA-923 | 201603
Estados Unidos | FPL Energy Story Wind LLC | FPL Energy Story Wind LLC |  | 42.1044 | -93.2722 | Zearing | Story | Iowa | 50278 | 18327 720th Ave | 150 | 150 | Eólica | Eólica | 0 | 0 | 0 | 0 | 0 | 0 | 0 | 0 | 150 | 0 | 0 | 0 | EIA-860, EIA-860M and EIA-923 | 201603
Estados Unidos | FPL Energy Crystal Lake Wind II LLC | FPL Energy Crystal Lake Wind II LLC |  | 43.2737 | -93.8 | Britt | Hancock | Iowa | 50423 | 804 310th Street | 200 | 200 | Eólica | Eólica | 0 | 0 | 0 | 0 | 0 | 0 | 0 | 0 | 200 | 0 | 0 | 0 | EIA-860, EIA-860M and EIA-923 | 201603
Estados Unidos | Grand Ridge Wind Energy Center | Invenergy Services LLC |  | 41.2269 | -88.6836 | Marseilles | LaSalle | Illinois | 60470 | 2042 East 25th St | 210 | 210 | Eólica | Eólica | 0 | 0 | 0 | 0 | 0 | 0 | 0 | 0 | 210 | 0 | 0 | 0 | EIA-860, EIA-860M and EIA-923 | 201603
Estados Unidos | Forward Wind Energy Center | Invenergy Services LLC |  | 43.6161 | -88.4969 | Brownsville | Dodge | Wisconsin | 53006 | 858 W. Main St | 129 | 129 | Eólica | Eólica | 0 | 0 | 0 | 0 | 0 | 0 | 0 | 0 | 129 | 0 | 0 | 0 | EIA-860, EIA-860M and EIA-923 | 201603
Estados Unidos | High Lonesome Mesa LLC | NRG Energy Gas & Wind Holdings Inc |  | 34.4667 | -105.963 | Willard | Torrance | New Mexico | 87063 | 550 Kenshaw Road | 100 | 100 | Eólica | Eólica | 0 | 0 | 0 | 0 | 0 | 0 | 0 | 0 | 100 | 0 | 0 | 0 | EIA-860, EIA-860M and EIA-923 | 201603
Estados Unidos | Coolidge Generation Station | Coolidge Power LLC |  | 32.9174 | -111.503 | Coolidge | Pinal | Arizona | 85228 | 859 E. Randolph Rd. | 520.8 | 0 | Gas natural |  | 0 | 520.8 | 0 | 0 | 0 | 0 | 0 | 0 | 0 | 0 | 0 | 0 | EIA-860, EIA-860M and EIA-923 | 201603
Estados Unidos | High Sheldon Wind Farm | Invenergy Services LLC |  | 42.7794 | -78.4269 | Strykersville | Wyoming | New York | 14167 | 1443 Schwab Rd | 112 | 112 | Eólica | Eólica | 0 | 0 | 0 | 0 | 0 | 0 | 0 | 0 | 112 | 0 | 0 | 0 | EIA-860, EIA-860M and EIA-923 | 201603
Estados Unidos | Bull Creek Wind | Bull Creek Wind LLC |  | 32.929 | -101.579 | O'Donnell | Borden | Texas | 79351 | 1016d County Road | 180 | 180 | Eólica | Eólica | 0 | 0 | 0 | 0 | 0 | 0 | 0 | 0 | 180 | 0 | 0 | 0 | EIA-860, EIA-860M and EIA-923 | 201603
Estados Unidos | Notrees Windpower | Duke Energy DEGS Notrees |  | 31.995 | -102.828 | Goldsmith | Ector | Texas | 79741 | 19991 Sheep Pasture Rd. | 188.5 | 152.5 | Eólica | Eólica | 0 | 0 | 0 | 36 | 0 | 0 | 0 | 0 | 152.5 | 0 | 0 | 0 | EIA-860, EIA-860M and EIA-923 | 201603
Estados Unidos | West Deptford Energy Station | West Deptford Energy LLC |  | 39.8414 | -75.2214 | West Deptford | Gloucester | New Jersey | 08066 | 3 Paradise Road | 669.3 | 0 | Gas natural |  | 0 | 669.3 | 0 | 0 | 0 | 0 | 0 | 0 | 0 | 0 | 0 | 0 | EIA-860, EIA-860M and EIA-923 | 201603
Estados Unidos | Bayonne Energy Center | Bayonne Energy Center LLC |  | 40.6528 | -74.0916 | Bayonne | Hudson | New Jersey | 07002 | 401 Hook Rd | 479.9 | 0 | Gas natural |  | 0 | 479.9 | 0 | 0 | 0 | 0 | 0 | 0 | 0 | 0 | 0 | 0 | EIA-860, EIA-860M and EIA-923 | 201603
Estados Unidos | EC&R Panther Creek Wind Farm III | E ON Climate Renewables N America LLC |  | 31.9925 | -101.117 | Big Spring | Sterling | Texas | 79720 | 904 North McDonald Rd | 199.5 | 199.5 | Eólica | Eólica | 0 | 0 | 0 | 0 | 0 | 0 | 0 | 0 | 199.5 | 0 | 0 | 0 | EIA-860, EIA-860M and EIA-923 | 201603
Estados Unidos | Pyron Wind Farm LLC | E ON Climate Renewables N America LLC |  | 32.5886 | -100.673 | Hermleigh | Fisher | Texas | 79545 | 9871 County Rd. 4146 | 249 | 249 | Eólica | Eólica | 0 | 0 | 0 | 0 | 0 | 0 | 0 | 0 | 249 | 0 | 0 | 0 | EIA-860, EIA-860M and EIA-923 | 201603
Estados Unidos | EC&R Papalote Creek I LLC | E ON Climate Renewables N America LLC |  | 27.9386 | -97.4586 | Taft | San Patricio | Texas | 78390 | 5399 C.R. 3161 | 180 | 180 | Eólica | Eólica | 0 | 0 | 0 | 0 | 0 | 0 | 0 | 0 | 180 | 0 | 0 | 0 | EIA-860, EIA-860M and EIA-923 | 201603
Estados Unidos | Inadale Wind Farm LLC | E ON Climate Renewables N America LLC |  | 32.4969 | -100.58 | Roscoe | Nolan | Texas | 79545 | 130 C.R. 170 | 197 | 197 | Eólica | Eólica | 0 | 0 | 0 | 0 | 0 | 0 | 0 | 0 | 197 | 0 | 0 | 0 | EIA-860, EIA-860M and EIA-923 | 201603
Estados Unidos | Smoky Hills Wind Project Phase II | Smoky Hills Wind Project II LLC |  | 38.8927 | -98.1689 | Lincoln | Lincoln | Kansas | 67455 | 223 North Hwy 14 | 148.5 | 148.5 | Eólica | Eólica | 0 | 0 | 0 | 0 | 0 | 0 | 0 | 0 | 148.5 | 0 | 0 | 0 | EIA-860, EIA-860M and EIA-923 | 201603
Estados Unidos | Grand Meadow | Northern States Power Co - Minnesota |  | 43.7189 | -92.705 | Dexter | Mower | Minnesota | 55926 | 228 Industrial Park | 100.5 | 100.5 | Eólica | Eólica | 0 | 0 | 0 | 0 | 0 | 0 | 0 | 0 | 100.5 | 0 | 0 | 0 | EIA-860, EIA-860M and EIA-923 | 201603
Estados Unidos | Pueblo Airport Generating Station | Black Hills Service Company LLC |  | 38.3208 | -104.526 | Pueblo | Pueblo | Colorado | 81001 | 4000 North 27th Lane | 368 | 0 | Gas natural |  | 0 | 368 | 0 | 0 | 0 | 0 | 0 | 0 | 0 | 0 | 0 | 0 | EIA-860, EIA-860M and EIA-923 | 201603
Estados Unidos | Oakfield Wind Project | First Wind O&M, LLC |  | 46.0581 | -68.1472 | City of Oakfield | Aroostook | Maine | 04747 | 464 Thompson Settlement Rd | 148 | 148 | Eólica | Eólica | 0 | 0 | 0 | 0 | 0 | 0 | 0 | 0 | 148 | 0 | 0 | 0 | EIA-860, EIA-860M and EIA-923 | 201603
Estados Unidos | Canyon Power Plant | City of Anaheim - (CA) |  | 33.8581 | -117.862 | Anaheim | Orange | California | 92806 | 3071 East Miraloma Ave. | 194.8 | 0 | Gas natural |  | 0 | 194.8 | 0 | 0 | 0 | 0 | 0 | 0 | 0 | 0 | 0 | 0 | EIA-860, EIA-860M and EIA-923 | 201603
Estados Unidos | Langley Gulch Power Plant | Idaho Power Co |  | 43.9044 | -116.82 | New Plymouth | Payette | Idaho | 83655 | Interstate 84 and Highway 30 | 299.7 | 0 | Gas natural |  | 0 | 299.7 | 0 | 0 | 0 | 0 | 0 | 0 | 0 | 0 | 0 | 0 | EIA-860, EIA-860M and EIA-923 | 201603
Estados Unidos | Cleveland Cnty Generating Facility | Southern Power Co |  | 35.1705 | -81.4166 | Kings Mountain | Cleveland | North Carolina | 28086 | 240 Battleground Road | 738 | 0 | Gas natural |  | 0 | 738 | 0 | 0 | 0 | 0 | 0 | 0 | 0 | 0 | 0 | 0 | EIA-860, EIA-860M and EIA-923 | 201603
Estados Unidos | Southcentral Power Project | Chugach Electric Assn Inc |  | 61.1674 | -149.905 | Anchorage | Anchorage | Alaska | 99519 | 5601 Electron Dr. | 169.7 | 0 | Gas natural |  | 0 | 169.7 | 0 | 0 | 0 | 0 | 0 | 0 | 0 | 0 | 0 | 0 | EIA-860, EIA-860M and EIA-923 | 201603
Estados Unidos | Kemper County IGCC Project | Mississippi Power Co |  | 32.6547 | -88.7622 | De Kalb | Kemper | Mississippi | 39328 | Int MS HW 493 & Liberty Rd | 555.2 | 0 | Gas natural |  | 0 | 555.2 | 0 | 0 | 0 | 0 | 0 | 0 | 0 | 0 | 0 | 0 | EIA-860, EIA-860M and EIA-923 | 201603
Estados Unidos | Armenia Mountain Wind Farm | Allete Clean Energy |  | 41.7619 | -76.8553 | Mainesburg | Tioga | Pennsylvania | 16932 | 2806 Mountain Ridge Road | 100.5 | 100.5 | Eólica | Eólica | 0 | 0 | 0 | 0 | 0 | 0 | 0 | 0 | 100.5 | 0 | 0 | 0 | EIA-860, EIA-860M and EIA-923 | 201603
Estados Unidos | Nobles Wind Project | Northern States Power Co - Minnesota |  | 43.7036 | -95.7131 | Reading | Nobles | Minnesota | 56165 | 19469 McCall Ave | 201 | 201 | Eólica | Eólica | 0 | 0 | 0 | 0 | 0 | 0 | 0 | 0 | 201 | 0 | 0 | 0 | EIA-860, EIA-860M and EIA-923 | 201603
Estados Unidos | NaturEner Glacier Wind Energy 1 | NaturEner Glacier Wind Energy 1 LLC |  | 48.51 | -112.11 | Ethridge | Toole | Montana | 59435 | 1321 Hjartarson Road | 104.2 | 104.2 | Eólica | Eólica | 0 | 0 | 0 | 0 | 0 | 0 | 0 | 0 | 104.2 | 0 | 0 | 0 | EIA-860, EIA-860M and EIA-923 | 201603
Estados Unidos | NaturEner Glacier Wind Energy 2 | NaturEner Glacier Wind Energy 2 LLC |  | 48.5333 | -112.185 | Ethridge | Toole | Montana | 59435 | 1321 Hjartarson Road | 101.4 | 101.4 | Eólica | Eólica | 0 | 0 | 0 | 0 | 0 | 0 | 0 | 0 | 101.4 | 0 | 0 | 0 | EIA-860, EIA-860M and EIA-923 | 201603
Estados Unidos | GenConn Middletown LLC | GenConn Middletown LLC |  | 41.5544 | -72.5767 | Middletown | Middlesex | Connecticut | 06457 | 1866 River Road | 194 | 0 | Petróleo |  | 0 | 0 | 194 | 0 | 0 | 0 | 0 | 0 | 0 | 0 | 0 | 0 | EIA-860, EIA-860M and EIA-923 | 201603
Estados Unidos | GenConn Devon LLC | GenConn Devon LLC |  | 41.2108 | -73.1075 | Milford | New Haven | Connecticut | 06460 | 734 Naugatuck Ave | 187.6 | 0 | Petróleo |  | 0 | 0 | 187.6 | 0 | 0 | 0 | 0 | 0 | 0 | 0 | 0 | 0 | EIA-860, EIA-860M and EIA-923 | 201603
Estados Unidos | Ivanpah 2 | NRG Energy Services |  | 35.5561 | -115.469 | Nipton | San Bernardino | California | 92364 | 100302 Yates Well Road | 133.4 | 133.4 | Solar | Solar | 0 | 0 | 0 | 0 | 0 | 0 | 0 | 133.4 | 0 | 0 | 0 | 0 | EIA-860, EIA-860M and EIA-923 | 201603
Estados Unidos | Ivanpah 1 | NRG Energy Services |  | 35.5331 | -115.452 | Nipton | San Bernardino | California | 92364 | 100302 Yates Well Road | 133 | 133 | Solar | Solar | 0 | 0 | 0 | 0 | 0 | 0 | 0 | 133 | 0 | 0 | 0 | 0 | EIA-860, EIA-860M and EIA-923 | 201603
Estados Unidos | Ivanpah 3 | NRG Energy Services |  | 35.5808 | -115.482 | Nipton | San Bernardino | California | 92364 | 100302 Yates Well Road | 133.4 | 133.4 | Solar | Solar | 0 | 0 | 0 | 0 | 0 | 0 | 0 | 133.4 | 0 | 0 | 0 | 0 | EIA-860, EIA-860M and EIA-923 | 201603
Estados Unidos | Milford Wind Corridor I LLC | First Wind O&M, LLC |  | 38.5357 | -112.935 | Milford | Beaver | Utah | 84751 | 2390 East First Wind Rd | 203.5 | 203.5 | Eólica | Eólica | 0 | 0 | 0 | 0 | 0 | 0 | 0 | 0 | 203.5 | 0 | 0 | 0 | EIA-860, EIA-860M and EIA-923 | 201603
Estados Unidos | Streator Cayuga Ridge South | Iberdrola Renewables Inc |  | 40.9969 | -88.49 | Odell | Livingston | Illinois | 60460 | 25482 E 2300 North Road | 300 | 300 | Eólica | Eólica | 0 | 0 | 0 | 0 | 0 | 0 | 0 | 0 | 300 | 0 | 0 | 0 | EIA-860, EIA-860M and EIA-923 | 201603
Estados Unidos | Penascal II Wind Project LLC | Iberdrola Renewables Inc |  | 27.1197 | -97.5499 | Sarita | Kenedy | Texas | 78385 | 881 South Highway 77 | 201 | 201 | Eólica | Eólica | 0 | 0 | 0 | 0 | 0 | 0 | 0 | 0 | 201 | 0 | 0 | 0 | EIA-860, EIA-860M and EIA-923 | 201603
Estados Unidos | Rugby Wind Power Project | Iberdrola Renewables Inc |  | 48.4968 | -99.9513 | Barton | Pierce | North Dakota | 58384 | 3212 74th Street NE | 149 | 149 | Eólica | Eólica | 0 | 0 | 0 | 0 | 0 | 0 | 0 | 0 | 149 | 0 | 0 | 0 | EIA-860, EIA-860M and EIA-923 | 201603
Estados Unidos | Milford Wind Corridor Stage II LLC | Milford Wind Corridor Stage II LLC |  | 38.5852 | -112.931 | Milford | Beaver | Utah | 84751 | 2390 East First Wind Road | 102 | 102 | Eólica | Eólica | 0 | 0 | 0 | 0 | 0 | 0 | 0 | 0 | 102 | 0 | 0 | 0 | EIA-860, EIA-860M and EIA-923 | 201603
Estados Unidos | Meadow Lake Wind Farm LLC | Meadow Lake Wind Farm LLC |  | 40.6275 | -86.935 | Lafayette | White | Indiana | 49707 | IH-65 at Hwy. 43 | 199.7 | 199.7 | Eólica | Eólica | 0 | 0 | 0 | 0 | 0 | 0 | 0 | 0 | 199.7 | 0 | 0 | 0 | EIA-860, EIA-860M and EIA-923 | 201603
Estados Unidos | Blackstone Wind Farm LLC | Blackstone Wind Farm LLC |  | 41.1508 | -88.6233 | Ransom | Livingston | Illinois | 60420 | 111 Watters Dr | 102 | 102 | Eólica | Eólica | 0 | 0 | 0 | 0 | 0 | 0 | 0 | 0 | 102 | 0 | 0 | 0 | EIA-860, EIA-860M and EIA-923 | 201603
Estados Unidos | Lost Lakes Wind Farm LLC | Lost Lakes Wind Farm LLC |  | 43.3456 | -95.3233 | Lake Park | Dickinson | Iowa | 51347 | 1481 135th Ave | 100 | 100 | Eólica | Eólica | 0 | 0 | 0 | 0 | 0 | 0 | 0 | 0 | 100 | 0 | 0 | 0 | EIA-860, EIA-860M and EIA-923 | 201603
Estados Unidos | Blackstone Wind Farm II LLC | Blackstone Wind Farm II LLC |  | 41.1406 | -88.53 | Dwight | Livingston | Illinois | 60420 | 111 Watters Dr | 200 | 200 | Eólica | Eólica | 0 | 0 | 0 | 0 | 0 | 0 | 0 | 0 | 200 | 0 | 0 | 0 | EIA-860, EIA-860M and EIA-923 | 201603
Estados Unidos | Meadow Lake Wind Farm III LLC | Meadow Lake Wind Farm III LLC |  | 40.5986 | -87.0194 | Lafayette | White | Indiana | 49707 | IH-65 at Hwy. 43 | 103.5 | 103.5 | Eólica | Eólica | 0 | 0 | 0 | 0 | 0 | 0 | 0 | 0 | 103.5 | 0 | 0 | 0 | EIA-860, EIA-860M and EIA-923 | 201603
Estados Unidos | Ashtabula Wind II LLC | Ashtabula Wind II LLC |  | 47.2924 | -97.9317 | Luverne | Steele | North Dakota | 58056 | 12306 20th Street NE | 120 | 120 | Eólica | Eólica | 0 | 0 | 0 | 0 | 0 | 0 | 0 | 0 | 120 | 0 | 0 | 0 | EIA-860, EIA-860M and EIA-923 | 201603
Estados Unidos | Big Sky Wind LLC | Everpower Wind Holdings Inc |  | 41.5992 | -89.4561 | Ohio | Bureau | Illinois | 61349 | 911 Easy Road | 240 | 240 | Eólica | Eólica | 0 | 0 | 0 | 0 | 0 | 0 | 0 | 0 | 240 | 0 | 0 | 0 | EIA-860, EIA-860M and EIA-923 | 201603
Estados Unidos | Beech Ridge Energy LLC | Invenergy Services LLC |  | 38.0878 | -80.4925 | Rupert | Greenbrier | West Virginia | 25984 | 128 Coleman Rd. | 100.5 | 100.5 | Eólica | Eólica | 0 | 0 | 0 | 0 | 0 | 0 | 0 | 0 | 100.5 | 0 | 0 | 0 | EIA-860, EIA-860M and EIA-923 | 201603
Estados Unidos | Langford Wind Power | Langford Wind Power LLC |  | 31.0854 | -100.679 | Christoval | Tom Green | Texas | 76935 | 9636 Duff Road | 150 | 150 | Eólica | Eólica | 0 | 0 | 0 | 0 | 0 | 0 | 0 | 0 | 150 | 0 | 0 | 0 | EIA-860, EIA-860M and EIA-923 | 201603
Estados Unidos | Barton Chapel Wind Farm | Iberdrola Renewables Inc |  | 33.068 | -98.3377 | Jacksboro | Jack | Texas | 76458 | 6868 Rock Creek Rd | 120 | 120 | Eólica | Eólica | 0 | 0 | 0 | 0 | 0 | 0 | 0 | 0 | 120 | 0 | 0 | 0 | EIA-860, EIA-860M and EIA-923 | 201603
Estados Unidos | Windy Flats Wind Project | Windy Flats Partners LLC |  | 45.7269 | -120.834 | Centerville | Klickitat | Washington | 98613 | 24 Stringstreet Rd | 262.2 | 262.2 | Eólica | Eólica | 0 | 0 | 0 | 0 | 0 | 0 | 0 | 0 | 262.2 | 0 | 0 | 0 | EIA-860, EIA-860M and EIA-923 | 201603
Estados Unidos | Lost Creek Wind Energy Facility | Pattern Operators LP |  | 39.9814 | -94.5181 | King City | DeKalb | Missouri | 64463 | 8479 NW State Road | 150 | 150 | Eólica | Eólica | 0 | 0 | 0 | 0 | 0 | 0 | 0 | 0 | 150 | 0 | 0 | 0 | EIA-860, EIA-860M and EIA-923 | 201603
Estados Unidos | Spring Valley Wind Project | Pattern Operators LP |  | 39.1042 | -114.492 | Ely | White Pine | Nevada | 89301 | 1212 SR 893 | 150 | 150 | Eólica | Eólica | 0 | 0 | 0 | 0 | 0 | 0 | 0 | 0 | 150 | 0 | 0 | 0 | EIA-860, EIA-860M and EIA-923 | 201603
Estados Unidos | Lower Snake River Wind Energy Project | Puget Sound Energy Inc |  | 46.5242 | -117.822 | Pomeroy | Garfield | Washington | 99347 | 39 Falling Springs Rd | 342.7 | 342.7 | Eólica | Eólica | 0 | 0 | 0 | 0 | 0 | 0 | 0 | 0 | 342.7 | 0 | 0 | 0 | EIA-860, EIA-860M and EIA-923 | 201603
Estados Unidos | Bent Tree Wind Farm Phase 1 | Wisconsin Power & Light Co |  | 43.7246 | -93.4504 | Hartland | Freeborn | Minnesota | 56042 | 31072 State Highway 13 | 201.3 | 201.3 | Eólica | Eólica | 0 | 0 | 0 | 0 | 0 | 0 | 0 | 0 | 201.3 | 0 | 0 | 0 | EIA-860, EIA-860M and EIA-923 | 201603
Estados Unidos | Cedar Creek II | AE Power Services LLC |  | 40.9475 | -103.784 | New Raymer | Weld | Colorado | 80742 | 67125 CR 132 | 250.8 | 250.8 | Eólica | Eólica | 0 | 0 | 0 | 0 | 0 | 0 | 0 | 0 | 250.8 | 0 | 0 | 0 | EIA-860, EIA-860M and EIA-923 | 201603
Estados Unidos | Goshen Phase II | AE Power Services LLC |  | 43.4671 | -111.836 | Idaho Falls | Bonneville | Idaho | 83427 | 444 Bone Road | 124.5 | 124.5 | Eólica | Eólica | 0 | 0 | 0 | 0 | 0 | 0 | 0 | 0 | 124.5 | 0 | 0 | 0 | EIA-860, EIA-860M and EIA-923 | 201603
Estados Unidos | EC&R Papalote Creek II LLC | E ON Climate Renewables N America LLC |  | 27.9958 | -97.2967 | Taft | San Patricio | Texas | 78390 | 546 FM 631 | 200.1 | 200.1 | Eólica | Eólica | 0 | 0 | 0 | 0 | 0 | 0 | 0 | 0 | 200.1 | 0 | 0 | 0 | EIA-860, EIA-860M and EIA-923 | 201603
Estados Unidos | Gainesville Renewable Energy Center | Gainesville Renewable Energy Center LLC |  | 29.7675 | -82.3964 | Gainsville | Alachua | Florida | 32653 | 11201 NW 13th Street | 102.5 | 102.5 | Biomasa | Biomasa | 0 | 0 | 0 | 0 | 0 | 0 | 0 | 0 | 0 | 0 | 102.5 | 0 | EIA-860, EIA-860M and EIA-923 | 201603
Estados Unidos | Cedro Hill Wind LLC | NRG Energy Gas & Wind Holdings Inc |  | 27.5761 | -98.9053 | Bruni | Webb | Texas | 78344 | 7476 FM 2050 | 150 | 150 | Eólica | Eólica | 0 | 0 | 0 | 0 | 0 | 0 | 0 | 0 | 150 | 0 | 0 | 0 | EIA-860, EIA-860M and EIA-923 | 201603
Estados Unidos | Taloga Wind LLC | NRG Energy Gas & Wind Holdings Inc |  | 35.8556 | -98.9683 | Putnam | Dewey | Oklahoma | 73659 | Route 1, Box 40 | 130 | 130 | Eólica | Eólica | 0 | 0 | 0 | 0 | 0 | 0 | 0 | 0 | 130 | 0 | 0 | 0 | EIA-860, EIA-860M and EIA-923 | 201603
Estados Unidos | Marsh Landing Generating Station | NRG Marsh Landing LLC |  | 38.0169 | -121.765 | Antioch | Contra Costa | California | 94509 | 3201 Wilbur Avenue | 765.7 | 0 | Gas natural |  | 0 | 765.7 | 0 | 0 | 0 | 0 | 0 | 0 | 0 | 0 | 0 | 0 | EIA-860, EIA-860M and EIA-923 | 201603
Estados Unidos | Crescent Dunes Solar Energy | Tonopah Solar Energy LLC |  | 38.2389 | -117.364 | Tonopah | Nye | Nevada | 89049 | Rte 89 from the East | 110 | 110 | Solar | Solar | 0 | 0 | 0 | 0 | 0 | 0 | 0 | 110 | 0 | 0 | 0 | 0 | EIA-860, EIA-860M and EIA-923 | 201603
Estados Unidos | Alta Wind Energy Center I | Terra-Gen Operating Co LLC |  | 35.0337 | -118.353 | Mojave | Kern | California | 93501 | 15100 Tehachapi Willow Springs | 150 | 150 | Eólica | Eólica | 0 | 0 | 0 | 0 | 0 | 0 | 0 | 0 | 150 | 0 | 0 | 0 | EIA-860, EIA-860M and EIA-923 | 201603
Estados Unidos | Minonk Wind Farm | Algonquin Power Co |  | 40.8886 | -88.9972 | Minonk | Woodford | Illinois | 61760 | County Road 2800 E | 192.3 | 192.3 | Eólica | Eólica | 0 | 0 | 0 | 0 | 0 | 0 | 0 | 0 | 192.3 | 0 | 0 | 0 | EIA-860, EIA-860M and EIA-923 | 201603
Estados Unidos | OU Spirit Wind Farm | Oklahoma Gas & Electric Co |  | 36.3338 | -99.4801 | Woodward | Woodward | Oklahoma | 73801 | 46997 S. County Road 198 | 101.2 | 101.2 | Eólica | Eólica | 0 | 0 | 0 | 0 | 0 | 0 | 0 | 0 | 101.2 | 0 | 0 | 0 | EIA-860, EIA-860M and EIA-923 | 201603
Estados Unidos | Northern Colorado Wind LLC | Northern Colorado Wind LLC |  | 40.9881 | -102.897 | Peetz | Logan | Colorado | 80747 | 9500 County Road 78 | 174.3 | 174.3 | Eólica | Eólica | 0 | 0 | 0 | 0 | 0 | 0 | 0 | 0 | 174.3 | 0 | 0 | 0 | EIA-860, EIA-860M and EIA-923 | 201603
Estados Unidos | Alta Wind Energy Center II | Terra-Gen Operating Co LLC |  | 35.0239 | -118.295 | Mojave | Kern | California | 93501 | 14047 90th Street West | 150 | 150 | Eólica | Eólica | 0 | 0 | 0 | 0 | 0 | 0 | 0 | 0 | 150 | 0 | 0 | 0 | EIA-860, EIA-860M and EIA-923 | 201603
Estados Unidos | Alta Wind Energy Center III | Terra-Gen Operating Co LLC |  | 35.0239 | -118.295 | Mojave | Kern | California | 93501 | 14047 90th Street West | 150 | 150 | Eólica | Eólica | 0 | 0 | 0 | 0 | 0 | 0 | 0 | 0 | 150 | 0 | 0 | 0 | EIA-860, EIA-860M and EIA-923 | 201603
Estados Unidos | Alta Wind Energy Center IV | Terra-Gen Operating Co LLC |  | 35.0086 | -118.242 | Mojave | Kern | California | 93501 | 12941 60th Street West | 102 | 102 | Eólica | Eólica | 0 | 0 | 0 | 0 | 0 | 0 | 0 | 0 | 102 | 0 | 0 | 0 | EIA-860, EIA-860M and EIA-923 | 201603
Estados Unidos | Alta Wind Energy Center V | Terra-Gen Operating Co LLC |  | 35.0086 | -118.242 | Mojave | Kern | California | 93501 | 12941 60th Street West | 168 | 168 | Eólica | Eólica | 0 | 0 | 0 | 0 | 0 | 0 | 0 | 0 | 168 | 0 | 0 | 0 | EIA-860, EIA-860M and EIA-923 | 201603
Estados Unidos | Dunlap | PacifiCorp |  | 42.0436 | -106.16 | Medicine Bow | Carbon | Wyoming | 82329 | 124 Dunlap Road | 111 | 111 | Eólica | Eólica | 0 | 0 | 0 | 0 | 0 | 0 | 0 | 0 | 111 | 0 | 0 | 0 | EIA-860, EIA-860M and EIA-923 | 201603
Estados Unidos | Loraine Windpark Project LLC | Loraine Windpower Park LLC |  | 32.4375 | -100.744 | Loraine | Mitchell | Texas | 79532 | 4274 CR 446 | 150 | 150 | Eólica | Eólica | 0 | 0 | 0 | 0 | 0 | 0 | 0 | 0 | 150 | 0 | 0 | 0 | EIA-860, EIA-860M and EIA-923 | 201603
Estados Unidos | Cedar Point Wind | Cedar Point LLC |  | 39.4218 | -103.678 | Limon | Lincoln | Colorado | 80828 | 63095 CR 21 | 246 | 246 | Eólica | Eólica | 0 | 0 | 0 | 0 | 0 | 0 | 0 | 0 | 246 | 0 | 0 | 0 | EIA-860, EIA-860M and EIA-923 | 201603
Estados Unidos | Juniper Canyon I Wind Project | Iberdrola Renewables Inc |  | 45.9215 | -120.235 | Bickleton | Klickitat | Washington | 99322 | 1050 East Rd | 151.2 | 151.2 | Eólica | Eólica | 0 | 0 | 0 | 0 | 0 | 0 | 0 | 0 | 151.2 | 0 | 0 | 0 | EIA-860, EIA-860M and EIA-923 | 201603
Estados Unidos | FPL Energy Illinois Wind LLC | FPL Energy Illinois Wind LLC |  | 41.7678 | -88.8867 | Shabbona | DeKalb | Illinois | 60550 | 1008 W. Comanche Ave. | 217.5 | 217.5 | Eólica | Eólica | 0 | 0 | 0 | 0 | 0 | 0 | 0 | 0 | 217.5 | 0 | 0 | 0 | EIA-860, EIA-860M and EIA-923 | 201603
Estados Unidos | Top of the World Windpower Project | Duke Energy Top Of the World WindPower |  | 42.9258 | -105.787 | Glenrock | Converse | Wyoming | 82637 | 849 St. HWY 95 | 200 | 200 | Eólica | Eólica | 0 | 0 | 0 | 0 | 0 | 0 | 0 | 0 | 200 | 0 | 0 | 0 | EIA-860, EIA-860M and EIA-923 | 201603
Estados Unidos | Mojave Solar Project | Mojave Solar LLC |  | 35.0111 | -117.324 | Hinkley | San Bernardino | California | 92347 | 42134 Harper Lake Road | 250 | 250 | Solar | Solar | 0 | 0 | 0 | 0 | 0 | 0 | 0 | 250 | 0 | 0 | 0 | 0 | EIA-860, EIA-860M and EIA-923 | 201603
Estados Unidos | Crossroads Wind Farm | Oklahoma Gas & Electric Co |  | 36.035 | -98.7222 | Canton | Dewey | Oklahoma | 73724 | Rt 1 Box 162 | 227 | 227 | Eólica | Eólica | 0 | 0 | 0 | 0 | 0 | 0 | 0 | 0 | 227 | 0 | 0 | 0 | EIA-860, EIA-860M and EIA-923 | 201603
Estados Unidos | Leaning Juniper Wind Power II | Iberdrola Renewables Inc |  | 45.651 | -120.26 | Arlington | Gilliam | Oregon | 97812 | 72766 Rattlesnake Road | 201 | 201 | Eólica | Eólica | 0 | 0 | 0 | 0 | 0 | 0 | 0 | 0 | 201 | 0 | 0 | 0 | EIA-860, EIA-860M and EIA-923 | 201603
Estados Unidos | White Oak Energy LLC | White Oak Energy LLC |  | 40.5908 | -89.0467 | Carlock | McLean | Illinois | 61725 | 11827 East 2100 North Road | 150 | 150 | Eólica | Eólica | 0 | 0 | 0 | 0 | 0 | 0 | 0 | 0 | 150 | 0 | 0 | 0 | EIA-860, EIA-860M and EIA-923 | 201603
Estados Unidos | Elk City LLC | Elk City LLC |  | 35.4642 | -99.8983 | Sweetwater | Roger Mills | Oklahoma | 73666 | 17265 East 1070 Road | 198.1 | 198.1 | Eólica | Eólica | 0 | 0 | 0 | 0 | 0 | 0 | 0 | 0 | 198.1 | 0 | 0 | 0 | EIA-860, EIA-860M and EIA-923 | 201603
Estados Unidos | Baldwin Wind LLC | Baldwin Wind LLC |  | 47.1133 | -100.709 | Wilton | Burleigh | North Dakota | 58579 | 5120 279th Ave NE | 102.4 | 102.4 | Eólica | Eólica | 0 | 0 | 0 | 0 | 0 | 0 | 0 | 0 | 102.4 | 0 | 0 | 0 | EIA-860, EIA-860M and EIA-923 | 201603
Estados Unidos | Garrison Energy Center LLC | Garrison Energy Center LLC |  | 39.1872 | -75.4994 | Kent | Kent | Delaware | 19901 | 1499 White Oak Road | 316 | 0 | Gas natural |  | 0 | 316 | 0 | 0 | 0 | 0 | 0 | 0 | 0 | 0 | 0 | 0 | EIA-860, EIA-860M and EIA-923 | 201603
Estados Unidos | Red Mesa Wind LLC | Red Mesa Wind LLC |  | 35.2689 | -107.383 | Seboyeta | Sandoval | New Mexico | 87014 | 401 Red Mesa Road | 102.4 | 102.4 | Eólica | Eólica | 0 | 0 | 0 | 0 | 0 | 0 | 0 | 0 | 102.4 | 0 | 0 | 0 | EIA-860, EIA-860M and EIA-923 | 201603
Estados Unidos | Keenan II Renewable Energy Co LLC | CPV Keenan II Renewable Energy Co LLC |  | 36.2761 | -99.4908 | Woodward | Woodward | Oklahoma | 73801 | 197352 East County Road 51 | 151.8 | 151.8 | Eólica | Eólica | 0 | 0 | 0 | 0 | 0 | 0 | 0 | 0 | 151.8 | 0 | 0 | 0 | EIA-860, EIA-860M and EIA-923 | 201603
Estados Unidos | Agua Caliente Solar Project | Agua Caliente Solar |  | 32.9774 | -113.494 | Dateland | Yuma | Arizona | 85333 | 67500 East Palomas Rd | 347.7 | 347.7 | Solar | Solar | 0 | 0 | 0 | 0 | 0 | 0 | 0 | 347.7 | 0 | 0 | 0 | 0 | EIA-860, EIA-860M and EIA-923 | 201603
Estados Unidos | Lakefield Wind Project LLC | EDF Renewable Asset Holdings, Inc. |  | 43.675 | -95.1567 | Lakefield | Jackson | Minnesota | 56150 | 502 South. Highway 86 | 205.5 | 205.5 | Eólica | Eólica | 0 | 0 | 0 | 0 | 0 | 0 | 0 | 0 | 205.5 | 0 | 0 | 0 | EIA-860, EIA-860M and EIA-923 | 201603
Estados Unidos | AV Solar Ranch One | AV Solar Ranch 1 LLC |  | 34.7803 | -118.424 | Lancaster | Los Angeles | California | 93536 | 49881 West 170 St. | 241.5 | 241.5 | Solar | Solar | 0 | 0 | 0 | 0 | 0 | 0 | 0 | 241.5 | 0 | 0 | 0 | 0 | EIA-860, EIA-860M and EIA-923 | 201603
Estados Unidos | Genesis Solar Energy Project | Genesis Solar LLC |  | 33.665 | -114.998 | Blythe | Riverside | California | 92225 | 11995 Wiley's Road | 250 | 250 | Solar | Solar | 0 | 0 | 0 | 0 | 0 | 0 | 0 | 250 | 0 | 0 | 0 | 0 | EIA-860, EIA-860M and EIA-923 | 201603
Estados Unidos | Sherbino II | AE Power Services LLC |  | 30.7726 | -102.506 | Fort Stockton | Pecos | Texas | 79735 | 568 PR 6038 | 147.5 | 147.5 | Eólica | Eólica | 0 | 0 | 0 | 0 | 0 | 0 | 0 | 0 | 147.5 | 0 | 0 | 0 | EIA-860, EIA-860M and EIA-923 | 201603
Estados Unidos | Gratiot Wind Park | DTE Electric Company |  | 43.4339 | -84.4975 | Breckenridge | Gratiot | Michigan | 48615 | 7330 E. Monroe Rd | 102 | 102 | Eólica | Eólica | 0 | 0 | 0 | 0 | 0 | 0 | 0 | 0 | 102 | 0 | 0 | 0 | EIA-860, EIA-860M and EIA-923 | 201603
Estados Unidos | Buffalo Ridge II LLC | Iberdrola Renewables Inc |  | 44.5281 | -96.6267 | Elkton | Brookings | South Dakota | 57026 | 21006 486th Avenue | 210 | 210 | Eólica | Eólica | 0 | 0 | 0 | 0 | 0 | 0 | 0 | 0 | 210 | 0 | 0 | 0 | EIA-860, EIA-860M and EIA-923 | 201603
Estados Unidos | California Valley Solar Ranch | High Plains Ranch II, LLC |  | 35.3237 | -119.917 | California Valley | San Luis Obispo | California | 93453 | 13505 Carrisa Highway | 249.8 | 249.8 | Solar | Solar | 0 | 0 | 0 | 0 | 0 | 0 | 0 | 249.8 | 0 | 0 | 0 | 0 | EIA-860, EIA-860M and EIA-923 | 201603
Estados Unidos | Laurel Mountain | AES Wind Generation Inc |  | 39.0072 | -79.8866 | Belington | Barbour | West Virginia | 26250 | 57 Turbine View Road | 129.6 | 97.6 | Eólica | Eólica | 0 | 0 | 0 | 32 | 0 | 0 | 0 | 0 | 97.6 | 0 | 0 | 0 | EIA-860, EIA-860M and EIA-923 | 201603
Estados Unidos | Blue Creek Wind Project | Iberdrola Renewables Inc |  | 40.9315 | -84.5618 | Paulding | Van Wert | Ohio | 45616 | 10900 Road 24 | 302 | 302 | Eólica | Eólica | 0 | 0 | 0 | 0 | 0 | 0 | 0 | 0 | 302 | 0 | 0 | 0 | EIA-860, EIA-860M and EIA-923 | 201603
Estados Unidos | Bishop Hill Energy LLC | Invenergy Services LLC |  | 41.2153 | -90.1208 | Cambridge | Henry | Illinois | 61491 | E 1670 (CR39) and N 450 | 200 | 200 | Eólica | Eólica | 0 | 0 | 0 | 0 | 0 | 0 | 0 | 0 | 200 | 0 | 0 | 0 | EIA-860, EIA-860M and EIA-923 | 201603
Estados Unidos | Garden Wind LLC | Garden Wind LLC |  | 42.2244 | -93.3736 | Zearing | Hardin | Iowa | 50278 | 18327 720th Ave | 150 | 150 | Eólica | Eólica | 0 | 0 | 0 | 0 | 0 | 0 | 0 | 0 | 150 | 0 | 0 | 0 | EIA-860, EIA-860M and EIA-923 | 201603
Estados Unidos | Sentinel Energy Center, LLC | CPV Sentinel LLC |  | 33.9342 | -116.571 | Desert Hot Springs | Riverside | California | 92240 | 15775 Melissa Lane | 800 | 0 | Gas natural |  | 0 | 800 | 0 | 0 | 0 | 0 | 0 | 0 | 0 | 0 | 0 | 0 | EIA-860, EIA-860M and EIA-923 | 201603
Estados Unidos | Mariposa Energy Project | Diamond Generating Corporation |  | 37.7892 | -121.602 | Byron | Alameda | California | 94514 | 4887 Bruns Road | 199.6 | 0 | Gas natural |  | 0 | 199.6 | 0 | 0 | 0 | 0 | 0 | 0 | 0 | 0 | 0 | 0 | EIA-860, EIA-860M and EIA-923 | 201603
Estados Unidos | Manzana Wind LLC | Iberdrola Renewables Inc |  | 34.9349 | -118.461 | Unknown | Kern | California | 93560 | 170th Street West | 189 | 189 | Eólica | Eólica | 0 | 0 | 0 | 0 | 0 | 0 | 0 | 0 | 189 | 0 | 0 | 0 | EIA-860, EIA-860M and EIA-923 | 201603
Estados Unidos | Imperial Solar Energy Center South | CSOLAR IV South LLC |  | 32.6633 | -115.658 | Calexico | Imperial | California | 92231 | 147 Pulliam Rd | 130 | 130 | Solar | Solar | 0 | 0 | 0 | 0 | 0 | 0 | 0 | 130 | 0 | 0 | 0 | 0 | EIA-860, EIA-860M and EIA-923 | 201603
Estados Unidos | Settlers Trail Wind Farm LLC | E ON Climate Renewables N America LLC |  | 40.6944 | -87.5708 | Sheldon | Iroquois | Illinois | 60966 | 1570 N CR 41 | 150.4 | 150.4 | Eólica | Eólica | 0 | 0 | 0 | 0 | 0 | 0 | 0 | 0 | 150.4 | 0 | 0 | 0 | EIA-860, EIA-860M and EIA-923 | 201603
Estados Unidos | Laurel Wind Farm | MidAmerican Energy Co |  | 41.8833 | -92.9333 | Laurel | Marshall | Iowa | 50141 | 3201 Parker Avenue | 119.6 | 119.6 | Eólica | Eólica | 0 | 0 | 0 | 0 | 0 | 0 | 0 | 0 | 119.6 | 0 | 0 | 0 | EIA-860, EIA-860M and EIA-923 | 201603
Estados Unidos | Rolling Hills Wind Farm | MidAmerican Energy Co |  | 41.1973 | -94.7744 | Massena | Cass | Iowa | 50853 | 75121 Pella Road | 443.9 | 443.9 | Eólica | Eólica | 0 | 0 | 0 | 0 | 0 | 0 | 0 | 0 | 443.9 | 0 | 0 | 0 | EIA-860, EIA-860M and EIA-923 | 201603
Estados Unidos | Ocotillo Express LLC | Pattern Operators LP |  | 32.7528 | -116.045 | Ocotillo | Imperial | California | 92259 | 1377 West Imerial Highway | 265.4 | 265.4 | Eólica | Eólica | 0 | 0 | 0 | 0 | 0 | 0 | 0 | 0 | 265.4 | 0 | 0 | 0 | EIA-860, EIA-860M and EIA-923 | 201603
Estados Unidos | Walnut Creek Energy Park | NRG Walnut Creek LLC |  | 34.0089 | -117.945 | Industry | Los Angeles | California | 91744 | 911 Bixby Drive | 485 | 0 | Gas natural |  | 0 | 485 | 0 | 0 | 0 | 0 | 0 | 0 | 0 | 0 | 0 | 0 | EIA-860, EIA-860M and EIA-923 | 201603
Estados Unidos | Trinity Hills | AE Power Services LLC |  | 33.3836 | -98.7119 | Olney | Young | Texas | 76374 | 116 Hilton Ranch Road | 225 | 225 | Eólica | Eólica | 0 | 0 | 0 | 0 | 0 | 0 | 0 | 0 | 225 | 0 | 0 | 0 | EIA-860, EIA-860M and EIA-923 | 201603
Estados Unidos | North Hurlburt Wind LLC | Caithness Shepherds Flat LLC |  | 45.2881 | -120.174 | Arlington | Gilliam | Oregon | 97812 | 76288 Rhea Road | 265 | 265 | Eólica | Eólica | 0 | 0 | 0 | 0 | 0 | 0 | 0 | 0 | 265 | 0 | 0 | 0 | EIA-860, EIA-860M and EIA-923 | 201603
Estados Unidos | Palouse | First Wind O&M, LLC |  | 47.1558 | -117.364 | Oakesdale | Whitman | Washington | 99170 | 1171 Baird Road | 105.3 | 105.3 | Eólica | Eólica | 0 | 0 | 0 | 0 | 0 | 0 | 0 | 0 | 105.3 | 0 | 0 | 0 | EIA-860, EIA-860M and EIA-923 | 201603
Estados Unidos | South Hurlburt Wind LLC | Caithness Shepherds Flat LLC |  | 45.2881 | -120.174 | Arlington | Gilliam | Oregon | 97812 | 76287 Rhea Road | 290 | 290 | Eólica | Eólica | 0 | 0 | 0 | 0 | 0 | 0 | 0 | 0 | 290 | 0 | 0 | 0 | EIA-860, EIA-860M and EIA-923 | 201603
Estados Unidos | Horseshoe Bend Wind LLC | Caithness Shepherds Flat LLC |  | 45.2881 | -120.174 | Arlington | Gilliam | Oregon | 97812 | 6889 Eight Mile Road | 290 | 290 | Eólica | Eólica | 0 | 0 | 0 | 0 | 0 | 0 | 0 | 0 | 290 | 0 | 0 | 0 | EIA-860, EIA-860M and EIA-923 | 201603
Estados Unidos | Shiloh III Wind Project LLC | EDF Renewable Asset Holdings, Inc. |  | 38.1694 | -121.847 | Birds Landing | Solano | California | 94512 | 6523 Montezuma Hills Rd | 102.5 | 102.5 | Eólica | Eólica | 0 | 0 | 0 | 0 | 0 | 0 | 0 | 0 | 102.5 | 0 | 0 | 0 | EIA-860, EIA-860M and EIA-923 | 201603
Estados Unidos | New Harvest Wind Project LLC | Iberdrola Renewables Inc |  | 42.1597 | -95.4397 | Schleswig | Crawford | Iowa | 51461 | 2194 D Avenue | 100 | 100 | Eólica | Eólica | 0 | 0 | 0 | 0 | 0 | 0 | 0 | 0 | 100 | 0 | 0 | 0 | EIA-860, EIA-860M and EIA-923 | 201603
Estados Unidos | Waverly Wind Farm LLC | Waverly Wind Farm LLC |  | 38.2569 | -95.8142 | Waverly | Coffey | Kansas | 66839 | 1600 Iris Rd. | 199 | 199 | Eólica | Eólica | 0 | 0 | 0 | 0 | 0 | 0 | 0 | 0 | 199 | 0 | 0 | 0 | EIA-860, EIA-860M and EIA-923 | 201603
Estados Unidos | Blue Canyon Windpower VI LLC | Blue Canyon Windpower VI LLC |  | 34.9104 | -98.5599 | Carnegie | Caddo | Oklahoma | 73015 | 3109 State Hwy 19 | 100 | 100 | Eólica | Eólica | 0 | 0 | 0 | 0 | 0 | 0 | 0 | 0 | 100 | 0 | 0 | 0 | EIA-860, EIA-860M and EIA-923 | 201603
Estados Unidos | Ironwood Wind | Ironwood Windpower LLC |  | 37.8183 | -99.7754 | Spearville | Ford | Kansas | 67876 | 12690 Eagle Rd | 167.9 | 167.9 | Eólica | Eólica | 0 | 0 | 0 | 0 | 0 | 0 | 0 | 0 | 167.9 | 0 | 0 | 0 | EIA-860, EIA-860M and EIA-923 | 201603
Estados Unidos | Prairie Rose Wind Farm | Enel Green Power NA, Inc. |  | 43.8282 | -96.3216 | Luverne | Rock | Minnesota | 56156 | 211 East Main Street, Suite 10 | 200 | 200 | Eólica | Eólica | 0 | 0 | 0 | 0 | 0 | 0 | 0 | 0 | 200 | 0 | 0 | 0 | EIA-860, EIA-860M and EIA-923 | 201603
Estados Unidos | Elm Creek Wind II LLC | Iberdrola Renewables Inc |  | 43.6848 | -94.8799 | Trimont | Martin | Minnesota | 56176 | 231 220th Street | 148.8 | 148.8 | Eólica | Eólica | 0 | 0 | 0 | 0 | 0 | 0 | 0 | 0 | 148.8 | 0 | 0 | 0 | EIA-860, EIA-860M and EIA-923 | 201603
Estados Unidos | Cimarron Windpower II | Cimarron Windpower II, LLC |  | 37.9013 | -100.372 | Cimarron | Gray | Kansas | 20069 | 8502 State Highway 23 | 131 | 131 | Eólica | Eólica | 0 | 0 | 0 | 0 | 0 | 0 | 0 | 0 | 131 | 0 | 0 | 0 | EIA-860, EIA-860M and EIA-923 | 201603
Estados Unidos | Astoria Energy II | Astoria Energy II LLC |  | 40.7813 | -73.8966 | Astoria | Queens | New York | 11105 | 17-10 Steinway Street | 540 | 0 | Gas natural |  | 0 | 540 | 0 | 0 | 0 | 0 | 0 | 0 | 0 | 0 | 0 | 0 | EIA-860, EIA-860M and EIA-923 | 201603
Estados Unidos | Pioneer Trail Wind Farm, LLC | E ON Climate Renewables N America LLC |  | 40.4641 | -88.0215 | Paxton | Iroquois | Illinois | 60957 | 402 N 2300 East Road | 150.4 | 150.4 | Eólica | Eólica | 0 | 0 | 0 | 0 | 0 | 0 | 0 | 0 | 150.4 | 0 | 0 | 0 | EIA-860, EIA-860M and EIA-923 | 201603
Estados Unidos | Post Rock Wind Power Project, LLC | Pattern Operators LP |  | 38.8417 | -98.2994 | Ellsworth | Ellsworth | Kansas | 67439 | 307 11th Road | 201 | 201 | Eólica | Eólica | 0 | 0 | 0 | 0 | 0 | 0 | 0 | 0 | 201 | 0 | 0 | 0 | EIA-860, EIA-860M and EIA-923 | 201603
Estados Unidos | Arlington Valley Solar Energy II | Arlington Valley Solar Energy II LLC |  | 33.305 | -112.834 | Arlington | Maricopa | Arizona | 85326 | South of Elliot Road and west | 125.4 | 125.4 | Solar | Solar | 0 | 0 | 0 | 0 | 0 | 0 | 0 | 125.4 | 0 | 0 | 0 | 0 | EIA-860, EIA-860M and EIA-923 | 201603
Estados Unidos | Topaz Solar Farm | Topaz Solar Farms LLC |  | 35.4056 | -120.069 | Santa Margarita | San Luis Obispo | California | 93453 | NA | 585.9 | 585.9 | Solar | Solar | 0 | 0 | 0 | 0 | 0 | 0 | 0 | 585.9 | 0 | 0 | 0 | 0 | EIA-860, EIA-860M and EIA-923 | 201603
Estados Unidos | Cheyenne Prairie Generating Station | Black Hills Service Company LLC |  | 41.1236 | -104.72 | Cheyenne | Laramie | Wyoming | 82007 | 6711 HR Ranch Road | 131 | 0 | Gas natural |  | 0 | 131 | 0 | 0 | 0 | 0 | 0 | 0 | 0 | 0 | 0 | 0 | EIA-860, EIA-860M and EIA-923 | 201603
Estados Unidos | Mesquite Solar 1 | Mesquite Solar 1, LLC |  | 33.3418 | -112.904 | Tonopah | Maricopa | Arizona | 85354 | 39903 W. Elliot Road | 170 | 170 | Solar | Solar | 0 | 0 | 0 | 0 | 0 | 0 | 0 | 170 | 0 | 0 | 0 | 0 | EIA-860, EIA-860M and EIA-923 | 201603
Estados Unidos | Catalina Solar LLC | EDF Renewable Asset Holdings, Inc. |  | 34.9383 | -118.334 | Rosamond | Kern | California | 93560 | 1232 Catalina rd | 110 | 110 | Solar | Solar | 0 | 0 | 0 | 0 | 0 | 0 | 0 | 110 | 0 | 0 | 0 | 0 | EIA-860, EIA-860M and EIA-923 | 201603
Estados Unidos | Shiloh IV Wind Project LLC | EDF Renewable Asset Holdings, Inc. |  | 38.1375 | -121.855 | Birds Landing | Solano | California | 94512 | 6523 Montezuma Hills Rd | 101.3 | 101.3 | Eólica | Eólica | 0 | 0 | 0 | 0 | 0 | 0 | 0 | 0 | 101.3 | 0 | 0 | 0 | EIA-860, EIA-860M and EIA-923 | 201603
Estados Unidos | Los Vientos Wind 1A | Los Vientos Wind 1A, LLC |  | 26.3307 | -97.5857 | Sebastian | Cameron | Texas | 78594 | 4545 FM 507 | 200 | 200 | Eólica | Eólica | 0 | 0 | 0 | 0 | 0 | 0 | 0 | 0 | 200 | 0 | 0 | 0 | EIA-860, EIA-860M and EIA-923 | 201603
Estados Unidos | Los Vientos Wind 1B | Los Vientos Wind 1B, LLC |  | 26.3489 | -97.6668 | Sebastian | Cameron | Texas | 78594 | 4545 FM 507 | 201.6 | 201.6 | Eólica | Eólica | 0 | 0 | 0 | 0 | 0 | 0 | 0 | 0 | 201.6 | 0 | 0 | 0 | EIA-860, EIA-860M and EIA-923 | 201603
Estados Unidos | Pacific Wind LLC | EDF Renewable Asset Holdings, Inc. |  | 34.8914 | -118.433 | Rosamond | Kern | California | 93560 | 4551 170th Street West | 140 | 140 | Eólica | Eólica | 0 | 0 | 0 | 0 | 0 | 0 | 0 | 0 | 140 | 0 | 0 | 0 | EIA-860, EIA-860M and EIA-923 | 201603
Estados Unidos | Cimarron Wind Energy LLC | Cimarron Wind Energy LLC |  | 37.8739 | -100.28 | Cimmaron | Gray | Kansas | 67384 | 10001 19 Road | 165.6 | 165.6 | Eólica | Eólica | 0 | 0 | 0 | 0 | 0 | 0 | 0 | 0 | 165.6 | 0 | 0 | 0 | EIA-860, EIA-860M and EIA-923 | 201603
Estados Unidos | Mehoopany Wind Energy LLC | AE Power Services LLC |  | 41.4206 | -76.0492 | Noxen | Wyoming | Pennsylvania | 18636 | 1250 Fire Tower Road | 142.6 | 142.6 | Eólica | Eólica | 0 | 0 | 0 | 0 | 0 | 0 | 0 | 0 | 142.6 | 0 | 0 | 0 | EIA-860, EIA-860M and EIA-923 | 201603
Estados Unidos | Windstar 1 | Brookfield Energy Marketing LP |  | 35.0542 | -118.355 | Tehachapi | Kern | California | 93561 | 13949 Cameron Road | 120 | 120 | Eólica | Eólica | 0 | 0 | 0 | 0 | 0 | 0 | 0 | 0 | 120 | 0 | 0 | 0 | EIA-860, EIA-860M and EIA-923 | 201603
Estados Unidos | Flat Ridge 2 Wind Energy LLC | AE Power Services LLC |  | 37.3665 | -98.2611 | Nashville | Harper | Kansas | 67112 | 7299 NE Ridge Road | 470.4 | 470.4 | Eólica | Eólica | 0 | 0 | 0 | 0 | 0 | 0 | 0 | 0 | 470.4 | 0 | 0 | 0 | EIA-860, EIA-860M and EIA-923 | 201603
Estados Unidos | Bison 2 Wind Energy Center | ALLETE, Inc. |  | 46.98 | -101.555 | New Salem | Morton | North Dakota | 58563 | 5198 30th St | 105 | 105 | Eólica | Eólica | 0 | 0 | 0 | 0 | 0 | 0 | 0 | 0 | 105 | 0 | 0 | 0 | EIA-860, EIA-860M and EIA-923 | 201603
Estados Unidos | Bison 3 Wind Energy Center | ALLETE, Inc. |  | 46.98 | -101.555 | New Salem | Morton | North Dakota | 58563 | 5198 30th St | 105 | 105 | Eólica | Eólica | 0 | 0 | 0 | 0 | 0 | 0 | 0 | 0 | 105 | 0 | 0 | 0 | EIA-860, EIA-860M and EIA-923 | 201603
Estados Unidos | Magic Valley Wind Farm I LLC | E ON Climate Renewables N America LLC |  | 26.4753 | -97.6911 | San Perlita | Willacy | Texas | 78590 | 12550 Pennington Road | 203 | 203 | Eólica | Eólica | 0 | 0 | 0 | 0 | 0 | 0 | 0 | 0 | 203 | 0 | 0 | 0 | EIA-860, EIA-860M and EIA-923 | 201603
Estados Unidos | Mustang Hills LLC | Everpower Wind Holdings Inc |  | 35.0309 | -118.293 | Mojave | Kern | California | 93501 | 8650 Oak Creek Road | 150 | 150 | Eólica | Eólica | 0 | 0 | 0 | 0 | 0 | 0 | 0 | 0 | 150 | 0 | 0 | 0 | EIA-860, EIA-860M and EIA-923 | 201603
Estados Unidos | Pinyon Pine I | Pinyon Pines Wind I, LLC |  | 35.0434 | -118.212 | Mojave | Kern | California | 93501 | 5004 Camelot Blvd | 168 | 168 | Eólica | Eólica | 0 | 0 | 0 | 0 | 0 | 0 | 0 | 0 | 168 | 0 | 0 | 0 | EIA-860, EIA-860M and EIA-923 | 201603
Estados Unidos | Alta Wind VIII | Brookfield Energy Marketing LP |  | 35.0267 | -118.235 | Mojave | Kern | California | 93501 | 6703 Oak Creek Road | 150 | 150 | Eólica | Eólica | 0 | 0 | 0 | 0 | 0 | 0 | 0 | 0 | 150 | 0 | 0 | 0 | EIA-860, EIA-860M and EIA-923 | 201603
Estados Unidos | Pinyon Pine II | Pinyon Pines Wind II, LLC |  | 35.0268 | -118.223 | Mojave | Kern | California | 93501 | 5008 Camelot Blvd | 132 | 132 | Eólica | Eólica | 0 | 0 | 0 | 0 | 0 | 0 | 0 | 0 | 132 | 0 | 0 | 0 | EIA-860, EIA-860M and EIA-923 | 201603
Estados Unidos | Woodbridge Energy Center | Woodbridge Energy Center |  | 40.515 | -74.3189 | Woodbridge Township | Middlesex | New Jersey | 07095 | TBD | 725 | 0 | Gas natural |  | 0 | 725 | 0 | 0 | 0 | 0 | 0 | 0 | 0 | 0 | 0 | 0 | EIA-860, EIA-860M and EIA-923 | 201603
Estados Unidos | Wabash Valley Power IGCC | Wabash Valley Power Assn, Inc |  | 39.53 | -87.4247 | Terre Haute | Vigo | Indiana | 47885 | 450 Bolton Rd | 274 | 0 | Petróleo |  | 0 | 0 | 274 | 0 | 0 | 0 | 0 | 0 | 0 | 0 | 0 | 0 | EIA-860, EIA-860M and EIA-923 | 201603
Estados Unidos | Caney River Wind Project | Caney River Wind Project |  | 37.46 | -96.42 | Howard | Elk | Kansas | 67349 | 1201 RD 7 | 200 | 200 | Eólica | Eólica | 0 | 0 | 0 | 0 | 0 | 0 | 0 | 0 | 200 | 0 | 0 | 0 | EIA-860, EIA-860M and EIA-923 | 201603
Estados Unidos | Wildcat Wind Farm I, LLC | E ON Climate Renewables N America LLC |  | 40.3494 | -85.8431 | Elwood | Tipton | Indiana | 46036 | 9093 W 1700N Rd | 200 | 200 | Eólica | Eólica | 0 | 0 | 0 | 0 | 0 | 0 | 0 | 0 | 200 | 0 | 0 | 0 | EIA-860, EIA-860M and EIA-923 | 201603
Estados Unidos | Antelope Station | Golden Spread Electric Cooperative, Inc |  | 33.865 | -101.843 | Abernathy | Hale | Texas | 79311 | 1454 CR 315 | 163.8 | 0 | Gas natural |  | 0 | 163.8 | 0 | 0 | 0 | 0 | 0 | 0 | 0 | 0 | 0 | 0 | EIA-860, EIA-860M and EIA-923 | 201603
Estados Unidos | Eclipse Wind Farm | MidAmerican Energy Co |  | 41.5546 | -94.685 | Adair | Guthrie | Iowa | 50002 | Later | 200 | 200 | Eólica | Eólica | 0 | 0 | 0 | 0 | 0 | 0 | 0 | 0 | 200 | 0 | 0 | 0 | EIA-860, EIA-860M and EIA-923 | 201603
Estados Unidos | Vienna Wind Farm | MidAmerican Energy Co |  | 42.1594 | -92.7761 | Marshalltown | Marshall | Iowa | 50158 | 1805 East Anson St. | 150.2 | 150.2 | Eólica | Eólica | 0 | 0 | 0 | 0 | 0 | 0 | 0 | 0 | 150.2 | 0 | 0 | 0 | EIA-860, EIA-860M and EIA-923 | 201603
Estados Unidos | Morning Light Wind Farm | MidAmerican Energy Co |  | 41.4542 | -94.5751 | Adair | Adair | Iowa | 50002 | 106 Hillcrest St. | 101.2 | 101.2 | Eólica | Eólica | 0 | 0 | 0 | 0 | 0 | 0 | 0 | 0 | 101.2 | 0 | 0 | 0 | EIA-860, EIA-860M and EIA-923 | 201603
Estados Unidos | Pioneer Generating Station | Basin Electric Power Coop |  | 48.2325 | -103.953 | Williston | Williams | North Dakota | 58801 | County Hwy 5 & 56th St NW | 120 | 0 | Gas natural |  | 0 | 120 | 0 | 0 | 0 | 0 | 0 | 0 | 0 | 0 | 0 | 0 | EIA-860, EIA-860M and EIA-923 | 201603
Estados Unidos | El Segundo Energy Center LLC | NRG El Segundo Operations Inc |  | 33.9106 | -118.425 | El Segundo | Los Angeles | California | 90245 | 301 Vista Del Mar Blvd | 510 | 0 | Gas natural |  | 0 | 510 | 0 | 0 | 0 | 0 | 0 | 0 | 0 | 0 | 0 | 0 | EIA-860, EIA-860M and EIA-923 | 201603
Estados Unidos | Baffin Wind | Iberdrola Renewables Inc |  | 27.2231 | -97.7892 | Sarita | Kenedy | Texas | 78385 | 123 Baffin Road | 188 | 188 | Eólica | Eólica | 0 | 0 | 0 | 0 | 0 | 0 | 0 | 0 | 188 | 0 | 0 | 0 | EIA-860, EIA-860M and EIA-923 | 201603
Estados Unidos | Lonesome Creek Station | Basin Electric Power Coop |  | 47.7967 | -103.579 | Alexander | McKenzie | North Dakota | 58831 | 2648 140th Ave NW | 120 | 0 | Gas natural |  | 0 | 120 | 0 | 0 | 0 | 0 | 0 | 0 | 0 | 0 | 0 | 0 | EIA-860, EIA-860M and EIA-923 | 201603
Estados Unidos | Minco Wind II, LLC | FPLE Wind, LLC |  | 35.3253 | -98.0714 | Minco | Grady | Oklahoma | 73059 | 491 County Road 1180 | 100.8 | 100.8 | Eólica | Eólica | 0 | 0 | 0 | 0 | 0 | 0 | 0 | 0 | 100.8 | 0 | 0 | 0 | EIA-860, EIA-860M and EIA-923 | 201603
Estados Unidos | Brookfield Tehachapi 1 | Coram California Development, L.P. |  | 35.0083 | -118.241 | Mojave | Kern | California | 93501 | 15509 70th St. | 102 | 102 | Eólica | Eólica | 0 | 0 | 0 | 0 | 0 | 0 | 0 | 0 | 102 | 0 | 0 | 0 | EIA-860, EIA-860M and EIA-923 | 201603
Estados Unidos | Shady Oaks Wind Farm | Algonquin Power Co |  | 41.6669 | -89.0597 | Compton | Lee | Illinois | 61318 | 314 Chapman St | 109.5 | 109.5 | Eólica | Eólica | 0 | 0 | 0 | 0 | 0 | 0 | 0 | 0 | 109.5 | 0 | 0 | 0 | EIA-860, EIA-860M and EIA-923 | 201603
Estados Unidos | Spinning Spur Wind LLC | EDF Renewable Asset Holdings, Inc. |  | 35.2375 | -102.203 | Vegas | Oldham | Texas | 79092 | 111 County Road F | 161 | 161 | Eólica | Eólica | 0 | 0 | 0 | 0 | 0 | 0 | 0 | 0 | 161 | 0 | 0 | 0 | EIA-860, EIA-860M and EIA-923 | 201603
Estados Unidos | Bobcat Bluff Wind Project LLC | EDF Renewable Asset Holdings, Inc. |  | 33.4931 | -98.5819 | Archer | Archer | Texas | 76351 | 1354 Cowan Rd | 150 | 150 | Eólica | Eólica | 0 | 0 | 0 | 0 | 0 | 0 | 0 | 0 | 150 | 0 | 0 | 0 | EIA-860, EIA-860M and EIA-923 | 201603
Estados Unidos | Spearville 3 LLC | EDF Renewable Asset Holdings, Inc. |  | 37.8511 | -99.8381 | Spearville | Ford | Kansas | 67876 | 12350 Eagle Rd | 108 | 108 | Eólica | Eólica | 0 | 0 | 0 | 0 | 0 | 0 | 0 | 0 | 108 | 0 | 0 | 0 | EIA-860, EIA-860M and EIA-923 | 201603
Estados Unidos | Lodi Energy Center | Northern California Power Agny |  | 38.0881 | -121.387 | Lodi | San Joaquin | California | 95242 | 12751 North Thornton Road | 257 | 0 | Gas natural |  | 0 | 257 | 0 | 0 | 0 | 0 | 0 | 0 | 0 | 0 | 0 | 0 | EIA-860, EIA-860M and EIA-923 | 201603
Estados Unidos | Senate Wind LLC | Algonquin Power Co |  | 33.2058 | -98.3651 | Bryson | Jack | Texas | 76427 | 1065 FM 1191 North | 150 | 150 | Eólica | Eólica | 0 | 0 | 0 | 0 | 0 | 0 | 0 | 0 | 150 | 0 | 0 | 0 | EIA-860, EIA-860M and EIA-923 | 201603
Estados Unidos | Stephens Ranch Wind Energy LLC | Stephens Ranch Wind Energy LLC |  | 32.9264 | -101.648 | O'Donnell | Borden | Texas | 79351 | 2186 County Road 131 | 376 | 376 | Eólica | Eólica | 0 | 0 | 0 | 0 | 0 | 0 | 0 | 0 | 376 | 0 | 0 | 0 | EIA-860, EIA-860M and EIA-923 | 201603
Estados Unidos | Canadian Hills Wind | Canadian Hills Wind LLC |  | 35.6297 | -98.0247 | El Rino | Canadian | Oklahoma | 73014 | 14730 Calumet Road NW | 298.5 | 298.5 | Eólica | Eólica | 0 | 0 | 0 | 0 | 0 | 0 | 0 | 0 | 298.5 | 0 | 0 | 0 | EIA-860, EIA-860M and EIA-923 | 201603
Estados Unidos | Desert Sunlight 300, LLC | NextEra Energy Desert Sunlight 300, LLC |  | 33.8231 | -115.394 | Desert Center | Riverside | California | 92239 | 44810 Kaiser Rd | 313.7 | 313.7 | Solar | Solar | 0 | 0 | 0 | 0 | 0 | 0 | 0 | 313.7 | 0 | 0 | 0 | 0 | EIA-860, EIA-860M and EIA-923 | 201603
Estados Unidos | NaturEner Rim Rock Energy | NaturEner Rim Rock Energy LLC |  | 48.8203 | -112.103 | Kevin | Toole | Montana | 59454 | 669 Rim Road | 184.6 | 184.6 | Eólica | Eólica | 0 | 0 | 0 | 0 | 0 | 0 | 0 | 0 | 184.6 | 0 | 0 | 0 | EIA-860, EIA-860M and EIA-923 | 201603
Estados Unidos | Twin Ridges Wind Farm | Everpower Wind Holdings Inc |  | 39.7606 | -78.8747 | Meyersdale | Somerset | Pennsylvania | 15552 | 114 Mountain Run Farm Lane | 139.4 | 139.4 | Eólica | Eólica | 0 | 0 | 0 | 0 | 0 | 0 | 0 | 0 | 139.4 | 0 | 0 | 0 | EIA-860, EIA-860M and EIA-923 | 201603
Estados Unidos | Panda Temple Power Station | PPG - O&M Panda Temple Power LLC |  | 31.0558 | -97.3172 | Temple | Bell | Texas | 76501 | 2892 Panda Drive | 1468 | 0 | Gas natural |  | 0 | 1468 | 0 | 0 | 0 | 0 | 0 | 0 | 0 | 0 | 0 | 0 | EIA-860, EIA-860M and EIA-923 | 201603
Estados Unidos | Panda Sherman Power Station | PPG - O&M Panda Sherman Power LLC |  | 33.5826 | -96.6179 | Sherman | Grayson | Texas | 75092 | 510 Progress Drive | 717 | 0 | Gas natural |  | 0 | 717 | 0 | 0 | 0 | 0 | 0 | 0 | 0 | 0 | 0 | 0 | EIA-860, EIA-860M and EIA-923 | 201603
Estados Unidos | California Ridge Wind Energy LLC | Invenergy Services LLC |  | 40.2117 | -87.8783 | Fithian | Vermilion | Illinois | 61844 | 3429 East CR 2350 North Road | 200 | 200 | Eólica | Eólica | 0 | 0 | 0 | 0 | 0 | 0 | 0 | 0 | 200 | 0 | 0 | 0 | EIA-860, EIA-860M and EIA-923 | 201603
Estados Unidos | Copper Mountain Solar 2 | Copper Mountain Solar 2, LLC |  | 35.7864 | -114.963 | Boulder City | Clark | Nevada | 89005 | 585 Eldorado Valley Drive | 154 | 154 | Solar | Solar | 0 | 0 | 0 | 0 | 0 | 0 | 0 | 154 | 0 | 0 | 0 | 0 | EIA-860, EIA-860M and EIA-923 | 201603
Estados Unidos | Shooting Star Wind Project LLC | Shooting Star Wind Project LLC |  | 37.5189 | -99.4464 | Mullinville | Kiowa | Kansas | 67109 | 10252 10th Avenue | 104 | 104 | Eólica | Eólica | 0 | 0 | 0 | 0 | 0 | 0 | 0 | 0 | 104 | 0 | 0 | 0 | EIA-860, EIA-860M and EIA-923 | 201603
Estados Unidos | Chisholm View Wind Project | Chisholm View Wind Project |  | 36.5747 | -97.6736 | Hunter | Garfield | Oklahoma | 74640 | 15930 N 150th Street | 235.2 | 235.2 | Eólica | Eólica | 0 | 0 | 0 | 0 | 0 | 0 | 0 | 0 | 235.2 | 0 | 0 | 0 | EIA-860, EIA-860M and EIA-923 | 201603
Estados Unidos | Rocky Ridge Wind Project | Rocky Ridge Wind Project LLC |  | 35.1356 | -99.0031 | Hobart | Kiowa | Oklahoma | 73541 | 13237 North 2240 Road | 148.8 | 148.8 | Eólica | Eólica | 0 | 0 | 0 | 0 | 0 | 0 | 0 | 0 | 148.8 | 0 | 0 | 0 | EIA-860, EIA-860M and EIA-923 | 201603
Estados Unidos | Newark Energy Center | Newark Energy Center, LLC |  | 40.7072 | -74.1258 | Newark | Essex | New Jersey | 07105 | 955 Delancy St. | 685 | 0 | Gas natural |  | 0 | 685 | 0 | 0 | 0 | 0 | 0 | 0 | 0 | 0 | 0 | 0 | EIA-860, EIA-860M and EIA-923 | 201603
Estados Unidos | Wolf Ridge Wind | NextEra Wolf Ridge LLC |  | 33.733 | -97.4284 | Muenster | Cooke | Texas | 76252 | 1923 CR 431 | 112.5 | 112.5 | Eólica | Eólica | 0 | 0 | 0 | 0 | 0 | 0 | 0 | 0 | 112.5 | 0 | 0 | 0 | EIA-860, EIA-860M and EIA-923 | 201603
Estados Unidos | Meadow Creek Project Company | Ridgeline Energy LLC |  | 43.5244 | -111.804 | Idaho Falls | Bonneville | Idaho | 83401 | 2244 North 115th E | 115.8 | 115.8 | Eólica | Eólica | 0 | 0 | 0 | 0 | 0 | 0 | 0 | 0 | 115.8 | 0 | 0 | 0 | EIA-860, EIA-860M and EIA-923 | 201603
Estados Unidos | Echo Wind Park | DTE Electric Company |  | 43.8825 | -83.1614 | Elkton | Huron | Michigan | 48731 | 3222 Hereford Rd. | 112 | 112 | Eólica | Eólica | 0 | 0 | 0 | 0 | 0 | 0 | 0 | 0 | 112 | 0 | 0 | 0 | EIA-860, EIA-860M and EIA-923 | 201603
Estados Unidos | Limon Wind I | Limon |  | 39.381 | -103.573 | Limon | Lincoln | Colorado | 80828 | 22085 County Road 3P | 200 | 200 | Eólica | Eólica | 0 | 0 | 0 | 0 | 0 | 0 | 0 | 0 | 200 | 0 | 0 | 0 | EIA-860, EIA-860M and EIA-923 | 201603
Estados Unidos | Limon Wind II | Limon |  | 39.3414 | -103.581 | Limon | Lincoln | Colorado | 80828 | 22085 County Road 3P | 200 | 200 | Eólica | Eólica | 0 | 0 | 0 | 0 | 0 | 0 | 0 | 0 | 200 | 0 | 0 | 0 | EIA-860, EIA-860M and EIA-923 | 201603
Estados Unidos | North Sky River Energy LLC | North Sky River Energy LLC |  | 35.3478 | -118.186 | Weldon | Kern | California | 93283 | 36316 Kelso Valley Road | 162 | 162 | Eólica | Eólica | 0 | 0 | 0 | 0 | 0 | 0 | 0 | 0 | 162 | 0 | 0 | 0 | EIA-860, EIA-860M and EIA-923 | 201603
Estados Unidos | Minco Wind III, LLC | FPLE Wind, LLC |  | 35.3724 | -98.1827 | Minco | Caddo | Oklahoma | 73059 | 491 County Road 1180 | 100.8 | 100.8 | Eólica | Eólica | 0 | 0 | 0 | 0 | 0 | 0 | 0 | 0 | 100.8 | 0 | 0 | 0 | EIA-860, EIA-860M and EIA-923 | 201603
Estados Unidos | Lee Combined Cycle Plant | Duke Energy Progress - (NC) |  | 35.3736 | -78.0894 | Goldsboro | Wayne | North Carolina | 27530 | 1199 Black Jack Church Road | 910 | 0 | Gas natural |  | 0 | 910 | 0 | 0 | 0 | 0 | 0 | 0 | 0 | 0 | 0 | 0 | EIA-860, EIA-860M and EIA-923 | 201603
Estados Unidos | Pattern Panhandle Wind LLC | Pattern Operators LP |  | 35.4275 | -101.253 | Panhandle | Carson | Texas | 79068 | 1797 FM 2385 | 218 | 218 | Eólica | Eólica | 0 | 0 | 0 | 0 | 0 | 0 | 0 | 0 | 218 | 0 | 0 | 0 | EIA-860, EIA-860M and EIA-923 | 201603
Estados Unidos | Rubart | Sunflower Electric Power Corp |  | 37.5586 | -101.099 | Ulysses | Grant | Kansas | 67880 | 14255 East U.S. 160 Highway | 108 | 0 | Gas natural |  | 0 | 108 | 0 | 0 | 0 | 0 | 0 | 0 | 0 | 0 | 0 | 0 | EIA-860, EIA-860M and EIA-923 | 201603
Estados Unidos | Port Westward Unit 2 | Portland General Electric Co |  | 46.1789 | -123.172 | Clatskanie | Columbia | Oregon | 97016 | 81566 Kallunki Rd | 224.4 | 0 | Gas natural |  | 0 | 224.4 | 0 | 0 | 0 | 0 | 0 | 0 | 0 | 0 | 0 | 0 | EIA-860, EIA-860M and EIA-923 | 201603
Estados Unidos | Goldthwaite Wind Energy Facility | Invenergy Services LLC |  | 31.3833 | -98.4667 | Goldthwaite | Mills | Texas | 76844 | NA | 150 | 150 | Eólica | Eólica | 0 | 0 | 0 | 0 | 0 | 0 | 0 | 0 | 150 | 0 | 0 | 0 | EIA-860, EIA-860M and EIA-923 | 201603
Estados Unidos | Prairie Breeze | Invenergy Services LLC |  | 41.9517 | -98.0767 | Elgin | Antelope | Nebraska | 68636 | NA | 206.5 | 206.5 | Eólica | Eólica | 0 | 0 | 0 | 0 | 0 | 0 | 0 | 0 | 206.5 | 0 | 0 | 0 | EIA-860, EIA-860M and EIA-923 | 201603
Estados Unidos | Charles D. Lamb Energy Center | Oklahoma Municipal Power Authority |  | 36.8139 | -97.1253 | Ponca City | Kay | Oklahoma | 74601 | TBD, intersection of Highways | 122 | 0 | Gas natural |  | 0 | 122 | 0 | 0 | 0 | 0 | 0 | 0 | 0 | 0 | 0 | 0 | EIA-860, EIA-860M and EIA-923 | 201603
Estados Unidos | Tuscola Bay Wind | Tuscola Bay Wind LLC |  | 43.5253 | -83.65 | Reese | Tuscola | Michigan | 48757 | 4941 N Gera Road | 120 | 120 | Eólica | Eólica | 0 | 0 | 0 | 0 | 0 | 0 | 0 | 0 | 120 | 0 | 0 | 0 | EIA-860, EIA-860M and EIA-923 | 201603
Estados Unidos | Blue Summit Wind LLC | Blue Summit Wind LLC |  | 34.29 | -99.3647 | Vernon | Wilbarger | Texas | 76384 | 17301 CR 97N | 135.4 | 135.4 | Eólica | Eólica | 0 | 0 | 0 | 0 | 0 | 0 | 0 | 0 | 135.4 | 0 | 0 | 0 | EIA-860, EIA-860M and EIA-923 | 201603
Estados Unidos | Solar Star 1 | Solar Star California XIX, LLC |  | 34.8181 | -118.404 | Rosamond | Kern | California | 93560 | 15637 Avenue A | 309.9 | 309.9 | Solar | Solar | 0 | 0 | 0 | 0 | 0 | 0 | 0 | 309.9 | 0 | 0 | 0 | 0 | EIA-860, EIA-860M and EIA-923 | 201603
Estados Unidos | Solar Star 2 | Solar Star California XX, LLC |  | 34.8486 | -118.353 | Rosamond | Kern | California | 93560 | 11936 Rosamond Blvd | 275 | 275 | Solar | Solar | 0 | 0 | 0 | 0 | 0 | 0 | 0 | 275 | 0 | 0 | 0 | 0 | EIA-860, EIA-860M and EIA-923 | 201603
Estados Unidos | Alta Wind X | Terra-Gen Operating Co LLC |  | 35.06 | -118.2 | Mojave | Kern | California | 93501 | 8650 Oak Creek Road | 138 | 138 | Eólica | Eólica | 0 | 0 | 0 | 0 | 0 | 0 | 0 | 0 | 138 | 0 | 0 | 0 | EIA-860, EIA-860M and EIA-923 | 201603
Estados Unidos | Headwaters Wind Farm LLC | Headwaters Wind Farm LLC |  | 40.0667 | -85.0133 | Winchester | Randolph | Indiana | 47394 | 1101 Rainbow Drive | 200 | 200 | Eólica | Eólica | 0 | 0 | 0 | 0 | 0 | 0 | 0 | 0 | 200 | 0 | 0 | 0 | EIA-860, EIA-860M and EIA-923 | 201603
Estados Unidos | Centinela Solar Energy | Centinela Solar Energy LLC |  | 32.6869 | -115.648 | Calexico | Imperial | California | 92231 | 319 Brockman Road | 170 | 170 | Solar | Solar | 0 | 0 | 0 | 0 | 0 | 0 | 0 | 170 | 0 | 0 | 0 | 0 | EIA-860, EIA-860M and EIA-923 | 201603
Estados Unidos | McCoy Solar Energy Project | McCoy Solar, LLC |  | 33.6947 | -114.74 | Blythe | Riverside | California | 92225 | NA | 210 | 210 | Solar | Solar | 0 | 0 | 0 | 0 | 0 | 0 | 0 | 210 | 0 | 0 | 0 | 0 | EIA-860, EIA-860M and EIA-923 | 201603
Estados Unidos | Campo Verde Solar | Southern Power Co |  | 32.7533 | -115.726 | Seeley | Imperial | California | 92273 | 2007 W. Diehl Rd | 139 | 139 | Solar | Solar | 0 | 0 | 0 | 0 | 0 | 0 | 0 | 139 | 0 | 0 | 0 | 0 | EIA-860, EIA-860M and EIA-923 | 201603
Estados Unidos | Ector County Energy Center | Invenergy Services LLC |  | 32.0692 | -102.586 | Goldsmith | Ector | Texas | 79741 | SW 3601 1 MW NW of Holt Road | 326.6 | 0 | Gas natural |  | 0 | 326.6 | 0 | 0 | 0 | 0 | 0 | 0 | 0 | 0 | 0 | 0 | EIA-860, EIA-860M and EIA-923 | 201603
Estados Unidos | Buffalo Dunes Wind Project | Buffalo Dunes Wind Project LLC |  | 37.6208 | -101.076 | Satanta | Haskell | Kansas | 67870 | Haskell Co Rd | 249.8 | 249.8 | Eólica | Eólica | 0 | 0 | 0 | 0 | 0 | 0 | 0 | 0 | 249.8 | 0 | 0 | 0 | EIA-860, EIA-860M and EIA-923 | 201603
Estados Unidos | Desert Sunlight 250, LLC | NextEra Energy Desert Sunlight 250, LLC |  | 33.8055 | -115.395 | Desert Center | Riverside | California | 92239 | 44810 Kaiser Road | 249.7 | 249.7 | Solar | Solar | 0 | 0 | 0 | 0 | 0 | 0 | 0 | 249.7 | 0 | 0 | 0 | 0 | EIA-860, EIA-860M and EIA-923 | 201603
Estados Unidos | Mesquite Generating Station Block 1 | Salt River Project |  | 33.345 | -112.864 | Arlington | Maricopa | Arizona | 85322 | 37625 W. Elliot Rd | 595 | 0 | Gas natural |  | 0 | 595 | 0 | 0 | 0 | 0 | 0 | 0 | 0 | 0 | 0 | 0 | EIA-860, EIA-860M and EIA-923 | 201603
Estados Unidos | Montana Power Station | El Paso Electric Co |  | 31.8239 | -106.212 | El Paso | El Paso | Texas | 79938 | TBA | 190 | 0 | Gas natural |  | 0 | 190 | 0 | 0 | 0 | 0 | 0 | 0 | 0 | 0 | 0 | 0 | EIA-860, EIA-860M and EIA-923 | 201603
Estados Unidos | Tucannon River Wind Farm | Portland General Electric Co |  | 46.4211 | -118.027 | Dayton | Columbia | Washington | 99328 | 100 Blue Norther Lane | 266.8 | 266.8 | Eólica | Eólica | 0 | 0 | 0 | 0 | 0 | 0 | 0 | 0 | 266.8 | 0 | 0 | 0 | EIA-860, EIA-860M and EIA-923 | 201603
Estados Unidos | Tuscola Wind II LLC | Tuscola Wind II LLC |  | 43.5269 | -83.5669 | Reese | Tuscola | Michigan | 48757 | 4941 N. Gera Rd | 100.3 | 100.3 | Eólica | Eólica | 0 | 0 | 0 | 0 | 0 | 0 | 0 | 0 | 100.3 | 0 | 0 | 0 | EIA-860, EIA-860M and EIA-923 | 201603
Estados Unidos | Solar Gen 2 | Southern Power Co |  | 33.08 | -115.47 | Brawley | Imperial | California | 92233 | Quay Rd | 163.2 | 163.2 | Solar | Solar | 0 | 0 | 0 | 0 | 0 | 0 | 0 | 163.2 | 0 | 0 | 0 | 0 | EIA-860, EIA-860M and EIA-923 | 201603
Estados Unidos | Grandview Wind Farm, LLC | E ON Climate Renewables N America LLC |  | 35.2383 | -101.311 | Panhandle | Carson | Texas | 79068 | 408 County Road R | 200.6 | 200.6 | Eólica | Eólica | 0 | 0 | 0 | 0 | 0 | 0 | 0 | 0 | 200.6 | 0 | 0 | 0 | EIA-860, EIA-860M and EIA-923 | 201603
Estados Unidos | Silver State Solar Power South | Silver State Solar Power South, LLC |  | 35.63 | -115.32 | Primm Valley | Clark | Nevada | 89019 | E Primm Blvd | 127.2 | 127.2 | Solar | Solar | 0 | 0 | 0 | 0 | 0 | 0 | 0 | 127.2 | 0 | 0 | 0 | 0 | EIA-860, EIA-860M and EIA-923 | 201603
Estados Unidos | Stateline Solar | Southern Power Co |  | 35.6 | -115.4 | Primm | Clark | California | 92364 | Barstow Fwy | 109.9 | 109.9 | Solar | Solar | 0 | 0 | 0 | 0 | 0 | 0 | 0 | 109.9 | 0 | 0 | 0 | 0 | EIA-860, EIA-860M and EIA-923 | 201603
Estados Unidos | Gratiot County Wind LLC | Invenergy Services LLC |  | 43.4081 | -84.4622 | Breckenridge | Gratiot | Michigan | 48615 | 126 Enterprise Drive | 110.4 | 110.4 | Eólica | Eólica | 0 | 0 | 0 | 0 | 0 | 0 | 0 | 0 | 110.4 | 0 | 0 | 0 | EIA-860, EIA-860M and EIA-923 | 201603
Estados Unidos | Route 66 Wind Plant | First Wind O&M, LLC |  | 35.2053 | -101.434 | Panhandle | Carson | Texas | 79068 | Farm To Market Road 2161 | 150 | 150 | Eólica | Eólica | 0 | 0 | 0 | 0 | 0 | 0 | 0 | 0 | 150 | 0 | 0 | 0 | EIA-860, EIA-860M and EIA-923 | 201603
Estados Unidos | Osage Wind, LLC | Enel Green Power NA, Inc. |  | 36.7069 | -96.7003 | Burbank | Osage | Oklahoma | 74633 | Under Construction, N/A | 150.4 | 150.4 | Eólica | Eólica | 0 | 0 | 0 | 0 | 0 | 0 | 0 | 0 | 150.4 | 0 | 0 | 0 | EIA-860, EIA-860M and EIA-923 | 201603
Estados Unidos | L V Sutton Combined Cycle | Duke Energy Progress - (NC) |  | 34.2831 | -77.9853 | Wilmington | New Hanover | North Carolina | 28401 | 801 Sutton Stream Plant Road | 622 | 0 | Gas natural |  | 0 | 622 | 0 | 0 | 0 | 0 | 0 | 0 | 0 | 0 | 0 | 0 | EIA-860, EIA-860M and EIA-923 | 201603
Estados Unidos | Pattern Panhandle Wind 2 LLC | Pattern Operators LP |  | 35.4428 | -101.373 | Panhandle | Carson | Texas | 79068 | 1797 FM 2385 | 181.7 | 181.7 | Eólica | Eólica | 0 | 0 | 0 | 0 | 0 | 0 | 0 | 0 | 181.7 | 0 | 0 | 0 | EIA-860, EIA-860M and EIA-923 | 201603
Estados Unidos | Miami Wind Energy Center | Invenergy Services LLC |  | 35.6539 | -100.539 | Miami | Roberts | Texas | 79059 | 3096 FM 1268 | 288.6 | 288.6 | Eólica | Eólica | 0 | 0 | 0 | 0 | 0 | 0 | 0 | 0 | 288.6 | 0 | 0 | 0 | EIA-860, EIA-860M and EIA-923 | 201603
Estados Unidos | Buckeye Wind Energy Center | Invenergy Services LLC |  | 39.0039 | -99.4142 | Hays | Ellis | Kansas | 67601 | unknown | 205.7 | 205.7 | Eólica | Eólica | 0 | 0 | 0 | 0 | 0 | 0 | 0 | 0 | 205.7 | 0 | 0 | 0 | EIA-860, EIA-860M and EIA-923 | 201603
Estados Unidos | Roosevelt County | EDF Renewable Asset Holdings, Inc. |  | 33.9261 | -103.511 | Elida | Roosevelt | New Mexico | 88116 |  | 250 | 250 | Eólica | Eólica | 0 | 0 | 0 | 0 | 0 | 0 | 0 | 0 | 250 | 0 | 0 | 0 | EIA-860, EIA-860M and EIA-923 | 201603
Estados Unidos | Longhorn Wind | EDF Renewable Asset Holdings, Inc. |  | 34.3111 | -101.251 | Silverton | Briscoe | Texas | 79201 |  | 200 | 200 | Eólica | Eólica | 0 | 0 | 0 | 0 | 0 | 0 | 0 | 0 | 200 | 0 | 0 | 0 | EIA-860, EIA-860M and EIA-923 | 201603
Estados Unidos | TX Hereford Wind | EDF Renewable Asset Holdings, Inc. |  | 34.7481 | -102.174 | Hereford | Deaf Smith | Texas | 88116 |  | 200 | 200 | Eólica | Eólica | 0 | 0 | 0 | 0 | 0 | 0 | 0 | 0 | 200 | 0 | 0 | 0 | EIA-860, EIA-860M and EIA-923 | 201603
Estados Unidos | Spinning Spur Wind II | EDF Renewable Asset Holdings, Inc. |  | 35.2769 | -102.683 | Adrian | Oldham | Texas | 79001 | 6899 Windy Way Road | 161 | 161 | Eólica | Eólica | 0 | 0 | 0 | 0 | 0 | 0 | 0 | 0 | 161 | 0 | 0 | 0 | EIA-860, EIA-860M and EIA-923 | 201603
Estados Unidos | Spinning Spur Wind III | EDF Renewable Asset Holdings, Inc. |  | 35.295 | -102.721 | Adrian | Oldham | Texas | 79001 | 6899 Windy Way Road | 194 | 194 | Eólica | Eólica | 0 | 0 | 0 | 0 | 0 | 0 | 0 | 0 | 194 | 0 | 0 | 0 | EIA-860, EIA-860M and EIA-923 | 201603
Estados Unidos | Elk Station | Golden Spread Electric Cooperative, Inc |  | 33.865 | -101.843 | Abernathy | Hale | Texas | 79311 | 1454 CR 315 | 195 | 0 | Gas natural |  | 0 | 195 | 0 | 0 | 0 | 0 | 0 | 0 | 0 | 0 | 0 | 0 | EIA-860, EIA-860M and EIA-923 | 201603
Estados Unidos | Keechi Wind | Enbridge |  | 33.1431 | -98.1611 | Jacksboro | Jack | Texas | 76458 | 3601 FM 4 | 110 | 110 | Eólica | Eólica | 0 | 0 | 0 | 0 | 0 | 0 | 0 | 0 | 110 | 0 | 0 | 0 | EIA-860, EIA-860M and EIA-923 | 201603
Estados Unidos | Bison 4 Wind Energy Center | ALLETE, Inc. |  | 46.98 | -101.555 | New Salem | Morton | North Dakota | 58563 | 5198 30th St. | 205 | 205 | Eólica | Eólica | 0 | 0 | 0 | 0 | 0 | 0 | 0 | 0 | 205 | 0 | 0 | 0 | EIA-860, EIA-860M and EIA-923 | 201603
Estados Unidos | Highland Wind Project (IA) | MidAmerican Energy Co |  | 43.0803 | -95.6561 | Primghar | O'Brien | Iowa | 51245 | TBD | 459.4 | 459.4 | Eólica | Eólica | 0 | 0 | 0 | 0 | 0 | 0 | 0 | 0 | 459.4 | 0 | 0 | 0 | EIA-860, EIA-860M and EIA-923 | 201603
Estados Unidos | Lundgren Wind Project | MidAmerican Energy Co |  | 42.3347 | -94.1708 | Otho | Webster | Iowa | 50569 | 2112 250th St | 251 | 251 | Eólica | Eólica | 0 | 0 | 0 | 0 | 0 | 0 | 0 | 0 | 251 | 0 | 0 | 0 | EIA-860, EIA-860M and EIA-923 | 201603
Estados Unidos | Macksburg Wind Project | MidAmerican Energy Co |  | 41.2092 | -94.1036 | Macksburg | Madison | Iowa | 50155 | 310 E North St. | 119.6 | 119.6 | Eólica | Eólica | 0 | 0 | 0 | 0 | 0 | 0 | 0 | 0 | 119.6 | 0 | 0 | 0 | EIA-860, EIA-860M and EIA-923 | 201603
Estados Unidos | Wellsburg Wind Project | MidAmerican Energy Co |  | 42.3908 | -92.9667 | Wellsburg | Grundy | Iowa | 50680 | 15087 205th St. | 140.8 | 140.8 | Eólica | Eólica | 0 | 0 | 0 | 0 | 0 | 0 | 0 | 0 | 140.8 | 0 | 0 | 0 | EIA-860, EIA-860M and EIA-923 | 201603
Estados Unidos | Pilot Hill Wind Farm | EDF Renewable Asset Holdings, Inc. |  | 40.9992 | -88.0562 | Herscher | Kankakee | Illinois | 60901 | 8753 W 8000 South Rd. | 175 | 175 | Eólica | Eólica | 0 | 0 | 0 | 0 | 0 | 0 | 0 | 0 | 175 | 0 | 0 | 0 | EIA-860, EIA-860M and EIA-923 | 201603
Estados Unidos | Balko Wind LLC | Balko Wind LLC |  | 36.5181 | -100.847 | Balko | Beaver | Oklahoma | 73931 |  | 299.7 | 299.7 | Eólica | Eólica | 0 | 0 | 0 | 0 | 0 | 0 | 0 | 0 | 299.7 | 0 | 0 | 0 | EIA-860, EIA-860M and EIA-923 | 201603
Estados Unidos | Kingfisher Wind LLC | Kingfisher Wind LLC |  | 35.7703 | -97.7997 | Kingfisher | Kingfisher | Oklahoma | 73750 |  | 298 | 298 | Eólica | Eólica | 0 | 0 | 0 | 0 | 0 | 0 | 0 | 0 | 298 | 0 | 0 | 0 | EIA-860, EIA-860M and EIA-923 | 201603
Estados Unidos | Copper Mountain Solar 3 | Copper Mountain Solar 3, LLC |  | 35.8894 | -114.958 | Boulder City | Clark | Nevada | 89006 | 15301 Hwy US 95 South | 255 | 255 | Solar | Solar | 0 | 0 | 0 | 0 | 0 | 0 | 0 | 255 | 0 | 0 | 0 | 0 | EIA-860, EIA-860M and EIA-923 | 201603
Estados Unidos | Origin Wind | Enel Green Power NA, Inc. |  | 34.4461 | -97.2697 | Hennepin | Murray | Oklahoma | 73444 | 1593 Indian Road | 150 | 150 | Eólica | Eólica | 0 | 0 | 0 | 0 | 0 | 0 | 0 | 0 | 150 | 0 | 0 | 0 | EIA-860, EIA-860M and EIA-923 | 201603
Estados Unidos | Thunder Spirit Wind, LLC | Montana-Dakota Utilities Co |  | 46.075 | -102.563 | Hettinger | Adams | North Dakota | 58639 | 2nd Street NE | 107.5 | 107.5 | Eólica | Eólica | 0 | 0 | 0 | 0 | 0 | 0 | 0 | 0 | 107.5 | 0 | 0 | 0 | EIA-860, EIA-860M and EIA-923 | 201603
Estados Unidos | Eklutna Generation Station | Matanuska Electric Assn Inc |  | 61.4578 | -149.351 | Chugiak | Anchorage | Alaska | 99567 | 28705 Denaina Elders Road | 165 | 0 | Gas natural |  | 0 | 165 | 0 | 0 | 0 | 0 | 0 | 0 | 0 | 0 | 0 | 0 | EIA-860, EIA-860M and EIA-923 | 201603
Estados Unidos | Goodwell Wind Project LLC | Enel Green Power NA, Inc. |  | 36.5414 | -101.566 | Goodwell | Texas | Oklahoma | 73939 |  | 200 | 200 | Eólica | Eólica | 0 | 0 | 0 | 0 | 0 | 0 | 0 | 0 | 200 | 0 | 0 | 0 | EIA-860, EIA-860M and EIA-923 | 201603
Estados Unidos | Shannon Wind | Shannon Wind LLC |  | 33.5097 | -98.3608 | Windhorst | Clay | Texas |  |  | 204 | 204 | Eólica | Eólica | 0 | 0 | 0 | 0 | 0 | 0 | 0 | 0 | 204 | 0 | 0 | 0 | EIA-860, EIA-860M and EIA-923 | 201603
Estados Unidos | Limon III Wind LLC | Limon |  | 39.3533 | -103.474 | Limon | Lincoln | Colorado | 80858 | 21910 County Road 3P | 200.6 | 200.6 | Eólica | Eólica | 0 | 0 | 0 | 0 | 0 | 0 | 0 | 0 | 200.6 | 0 | 0 | 0 | EIA-860, EIA-860M and EIA-923 | 201603
Estados Unidos | Cameron Wind 1 LLC | Cameron Wind 1 LLC |  | 26.1953 | -97.4661 | Rio Hondo | Cameron | Texas | 78583 | 25005 FM 1847 B | 165 | 165 | Eólica | Eólica | 0 | 0 | 0 | 0 | 0 | 0 | 0 | 0 | 165 | 0 | 0 | 0 | EIA-860, EIA-860M and EIA-923 | 201603
Estados Unidos | Border Winds Wind Farm | Northern States Power Co - Minnesota |  | 48.9647 | -99.6139 | Rolla | Rolette | North Dakota | 58367 | 10707 52nd Ave NE | 150 | 150 | Eólica | Eólica | 0 | 0 | 0 | 0 | 0 | 0 | 0 | 0 | 150 | 0 | 0 | 0 | EIA-860, EIA-860M and EIA-923 | 201603
Estados Unidos | Pleasant Valley Wind Farm | Northern States Power Co - Minnesota |  | 43.805 | -92.7697 | Dexter | Mower | Minnesota | 55926 | 228 Industrial Park Drive | 200 | 200 | Eólica | Eólica | 0 | 0 | 0 | 0 | 0 | 0 | 0 | 0 | 200 | 0 | 0 | 0 | EIA-860, EIA-860M and EIA-923 | 201603
Estados Unidos | OCI Alamo 5 LLC | Consolidated Edison Development Inc. |  | 29.2167 | -99.7161 | Uvalde | Uvalde | Texas | 78801 | 5061 Farm to Market 1023 | 100 | 100 | Solar | Solar | 0 | 0 | 0 | 0 | 0 | 0 | 0 | 100 | 0 | 0 | 0 | 0 | EIA-860, EIA-860M and EIA-923 | 201603
Estados Unidos | Arbuckle Mountain Wind Farm LLC | Arbuckle Mountain Wind Farm LLC |  | 34.3869 | -97.1369 | Ardmore | Murray | Oklahoma | 73401 | TBD | 100 | 100 | Eólica | Eólica | 0 | 0 | 0 | 0 | 0 | 0 | 0 | 0 | 100 | 0 | 0 | 0 | EIA-860, EIA-860M and EIA-923 | 201603
Estados Unidos | Mammoth Plains | NextEra Energy Resources |  | 35.9789 | -98.7103 | Oakwood | Dewey | Oklahoma | 73658 | 71119 N 2410 Rd | 199 | 199 | Eólica | Eólica | 0 | 0 | 0 | 0 | 0 | 0 | 0 | 0 | 199 | 0 | 0 | 0 | EIA-860, EIA-860M and EIA-923 | 201603
Estados Unidos | Seiling Wind I | NextEra Energy Seiling Wind |  | 36.1225 | -98.9922 | Seiling | Dewey | Oklahoma | 73663 | 61495 N 2250 Road | 199 | 199 | Eólica | Eólica | 0 | 0 | 0 | 0 | 0 | 0 | 0 | 0 | 199 | 0 | 0 | 0 | EIA-860, EIA-860M and EIA-923 | 201603
Estados Unidos | Los Vientos Windpower III | Los Vientos Windpower III, LLC |  | 26.3886 | -98.8061 | Rio Grande City | Starr | Texas | 78582 | 200 FM 490 | 200 | 200 | Eólica | Eólica | 0 | 0 | 0 | 0 | 0 | 0 | 0 | 0 | 200 | 0 | 0 | 0 | EIA-860, EIA-860M and EIA-923 | 201603
Estados Unidos | Mesquite Creek Wind |  |  | 32.7 | -101.741 | Lamesa | Dawson | Texas | 79331 | 2412 County Road W | 211.2 | 211.2 | Eólica | Eólica | 0 | 0 | 0 | 0 | 0 | 0 | 0 | 0 | 211.2 | 0 | 0 | 0 | EIA-860, EIA-860M and EIA-923 | 201603
Estados Unidos | Sundevil Power Holdings - Gila River | Sundevil Power Holdings LLC |  | 32.975 | -112.694 | Gila Bend | Maricopa | Arizona | 85337 | 1250 East Watermelon Street | 1030 | 0 | Gas natural |  | 0 | 1030 | 0 | 0 | 0 | 0 | 0 | 0 | 0 | 0 | 0 | 0 | EIA-860, EIA-860M and EIA-923 | 201603
Estados Unidos | Quinto Solar PV Project | SunPower Corporation, Systems |  | 37.1303 | -121.052 | Gustine | Merced | California | 95322 | 30560 W. McCabe Road | 105.1 | 105.1 | Solar | Solar | 0 | 0 | 0 | 0 | 0 | 0 | 0 | 105.1 | 0 | 0 | 0 | 0 | EIA-860, EIA-860M and EIA-923 | 201603
Estados Unidos | South Plains Wind Phase I | First Wind O&M, LLC |  | 34.0806 | -101.324 | Floydada | Floyd | Texas | 79241 | 1700 State Highway 207 | 200 | 200 | Eólica | Eólica | 0 | 0 | 0 | 0 | 0 | 0 | 0 | 0 | 200 | 0 | 0 | 0 | EIA-860, EIA-860M and EIA-923 | 201603
Estados Unidos | Logans Gap Wind LLC | Pattern Operators LP |  | 31.8225 | -98.6906 | Comanche | Comanche | Texas | 76442 | 2011 CR 207 | 200.1 | 200.1 | Eólica | Eólica | 0 | 0 | 0 | 0 | 0 | 0 | 0 | 0 | 200.1 | 0 | 0 | 0 | EIA-860, EIA-860M and EIA-923 | 201603
Estados Unidos | Kay Wind, LLC | Southern Power Co |  | 36.9842 | -97.1336 | Newkirk | Kay | Oklahoma | 74647 | TBD | 299 | 299 | Eólica | Eólica | 0 | 0 | 0 | 0 | 0 | 0 | 0 | 0 | 299 | 0 | 0 | 0 | EIA-860, EIA-860M and EIA-923 | 201603
Estados Unidos | Palo Duro Wind | Palo Duro Wind |  | 36.2439 | -101.001 | Perryton | Ochiltree | Texas | 79070 | 14535 FM 1267 | 249.9 | 249.9 | Eólica | Eólica | 0 | 0 | 0 | 0 | 0 | 0 | 0 | 0 | 249.9 | 0 | 0 | 0 | EIA-860, EIA-860M and EIA-923 | 201603
Estados Unidos | Fowler Ridge IV Wind Farm LLC | Pattern Operators LP |  | 40.6206 | -87.3781 | Fowler | Benton | Indiana | 47944 | 2870 W. SR 18 | 150 | 150 | Eólica | Eólica | 0 | 0 | 0 | 0 | 0 | 0 | 0 | 0 | 150 | 0 | 0 | 0 | EIA-860, EIA-860M and EIA-923 | 201603
Estados Unidos | TX Jumbo Road Wind | TX Jumbo Road Wind, LLC |  | 34.72 | -102.253 | Hereford | Deaf Smith | Texas | 79045 | 1600 County Road 603 | 299.7 | 299.7 | Eólica | Eólica | 0 | 0 | 0 | 0 | 0 | 0 | 0 | 0 | 299.7 | 0 | 0 | 0 | EIA-860, EIA-860M and EIA-923 | 201603
Estados Unidos | Adams Wind | MidAmerican Energy Co |  | 40.92 | -94.6717 | Corning | Adams | Iowa |  | TBD | 150.1 | 150.1 | Eólica | Eólica | 0 | 0 | 0 | 0 | 0 | 0 | 0 | 0 | 150.1 | 0 | 0 | 0 | EIA-860, EIA-860M and EIA-923 | 201603
Estados Unidos | Green Pastures Wind I | Capital Dynamics |  | 33.6282 | -99.4112 | Seymour | Baylor | Texas | 76380 | 4278 CR 140 | 150 | 150 | Eólica | Eólica | 0 | 0 | 0 | 0 | 0 | 0 | 0 | 0 | 150 | 0 | 0 | 0 | EIA-860, EIA-860M and EIA-923 | 201603
Estados Unidos | Green Pastures Wind II | Capital Dynamics |  | 33.646 | -99.5329 | Seymour | Knox | Texas | 76380 | 4278 CR 140 | 150 | 150 | Eólica | Eólica | 0 | 0 | 0 | 0 | 0 | 0 | 0 | 0 | 150 | 0 | 0 | 0 | EIA-860, EIA-860M and EIA-923 | 201603
Estados Unidos | Briscoe Wind Farm | Capital Dynamics |  | 34.4323 | -101.237 | Silverton | Briscoe | Texas | 79257 | 9947 County Road F | 150 | 150 | Eólica | Eólica | 0 | 0 | 0 | 0 | 0 | 0 | 0 | 0 | 150 | 0 | 0 | 0 | EIA-860, EIA-860M and EIA-923 | 201603
Estados Unidos | Gila River Power Block 3 | Tucson Electric Power Co |  | 32.975 | -112.694 | Gila Bend | Maricopa | Arizona | 85337 | 1250 East Watermelon Road | 515 | 0 | Gas natural |  | 0 | 515 | 0 | 0 | 0 | 0 | 0 | 0 | 0 | 0 | 0 | 0 | EIA-860, EIA-860M and EIA-923 | 201603
Estados Unidos | Slate Creek Wind Project LLC | EDF Renewable Asset Holdings, Inc. |  | 37.1146 | -97.2376 | Geuda Springs | Sumner | Kansas | 67051 | 1208 S Rock Road | 150 | 150 | Eólica | Eólica | 0 | 0 | 0 | 0 | 0 | 0 | 0 | 0 | 150 | 0 | 0 | 0 | EIA-860, EIA-860M and EIA-923 | 201603
Estados Unidos | Rattlesnake Den | Rattlesnake Den |  | 31.7432 | -101.493 | Garden City | Glasscock | Texas | 79739 | 151 CR170 | 207.2 | 207.2 | Eólica | Eólica | 0 | 0 | 0 | 0 | 0 | 0 | 0 | 0 | 207.2 | 0 | 0 | 0 | EIA-860, EIA-860M and EIA-923 | 201603
Estados Unidos | Golden West Power Partners LLC | Golden West Power Partners, LLC |  | 38.935 | -104.212 | Calhan | El Paso | Colorado | 80808 | 31145 Funk Road | 250 | 250 | Eólica | Eólica | 0 | 0 | 0 | 0 | 0 | 0 | 0 | 0 | 250 | 0 | 0 | 0 | EIA-860, EIA-860M and EIA-923 | 201603
Estados Unidos | Carousel Wind Farm LLC | Carousel Wind Farm, LLC |  | 39.334 | -102.173 | Burlington | Kit Carson | Colorado | 80807 | 22103 Country Road 54 | 150 | 150 | Eólica | Eólica | 0 | 0 | 0 | 0 | 0 | 0 | 0 | 0 | 150 | 0 | 0 | 0 | EIA-860, EIA-860M and EIA-923 | 201603
Estados Unidos | Los Vientos V Wind Power | Los Vientos Windpower V, LLC |  | 26.4117 | -98.5716 |  |  | Texas |  |  | 110 | 110 | Eólica | Eólica | 0 | 0 | 0 | 0 | 0 | 0 | 0 | 0 | 110 | 0 | 0 | 0 | EIA-860, EIA-860M and EIA-923 | 201603
Estados Unidos | Cedar Bluff Wind, LLC | Cedar Bluff Wind, LLC |  | 38.6976 | -99.7293 |  |  | Kansas |  |  | 198.6 | 198.6 | Eólica | Eólica | 0 | 0 | 0 | 0 | 0 | 0 | 0 | 0 | 198.6 | 0 | 0 | 0 | EIA-860, EIA-860M and EIA-923 | 201603
Estados Unidos | Javelina Wind Energy, LLC | Javelina Wind Energy, LLC |  | 27.3366 | -98.9844 |  |  | Texas |  |  | 249.7 | 249.7 | Eólica | Eólica | 0 | 0 | 0 | 0 | 0 | 0 | 0 | 0 | 249.7 | 0 | 0 | 0 | EIA-860, EIA-860M and EIA-923 | 201603
México | Plutarco Elías Calles (Petacalco) | CFE | CFE | 17.9837 | -102.1154 | La Unión |  | Guerrero |  |  | 2778.4 | 0 | Carbón |  | 2778.4 | 0 | 0 | 0 | 0 | 0 | 0 | 0 | 0 | 0 | 0 | 0 | CFE-CENACE | 201606
México | Adolfo López Mateos (Tuxpan) | CFE | CFE | 21.0151 | -97.3334 | Tuxpan |  | Veracruz |  |  | 2100 | 0 | Petróleo |  | 0 | 0 | 2100 | 0 | 0 | 0 | 0 | 0 | 0 | 0 | 0 | 0 | CFE-CENACE | 201606
México | Francisco Pérez Ríos (Tula) | CFE | CFE | 20.0545 | -99.2764 | Tula |  | Hidalgo |  | Carretera Jorobas Tula Km. 27.5, Col. El Llano, TULA DE ALLENDE, Hidalgo, México, C.P. 42820 | 1605.6 | 0 | Petróleo |  | 0 | 0 | 1605.6 | 0 | 0 | 0 | 0 | 0 | 0 | 0 | 0 | 0 | CFE-CENACE | 201606
México | Carbón II | CFE | CFE | 28.4682 | -100.7003 | Nava |  | Coahuila |  | KM 31.5 de la Carretera federal 57, Nava Coahuila | 1400 | 0 | Carbón |  | 1400 | 0 | 0 | 0 | 0 | 0 | 0 | 0 | 0 | 0 | 0 | 0 | CFE-CENACE | 201606
México | Laguna Verde | CFE | CFE | 19.7208 | -96.4064 | Alto Lucero |  | Veracruz |  |  | 1510 | 0 | Nuclear |  | 0 | 0 | 0 | 0 | 0 | 0 | 1510 | 0 | 0 | 0 | 0 | 0 | CFE-CENACE | 201606
México | Manuel Álvarez Moreno (Manzanillo) | CFE | CFE | 19.0278 | -104.3192 | Manzanillo |  | Colima |  |  | 1300 | 0 | Petróleo |  | 0 | 0 | 1300 | 0 | 0 | 0 | 0 | 0 | 0 | 0 | 0 | 0 | CFE-CENACE | 201606
México | José López Portillo (Río Escondido) | CFE | CFE | 28.4844 | -100.6897 | Nava |  | Coahuila |  | Carretera 57 Piedras Negras-Monclova Km. 27.5, Col. Centro, NAVA, Coahuila, México, C.P. 26170 | 1200 | 0 | Carbón |  | 1200 | 0 | 0 | 0 | 0 | 0 | 0 | 0 | 0 | 0 | 0 | 0 | CFE-CENACE | 201606
México | Tamazunchale | CFE/PIE | CFE | 21.3113 | -98.7565 | Tamazunchale |  | San Luis Potosí |  | C.P. 79960 | 1135 | 0 | Gas natural |  | 0 | 1135 | 0 | 0 | 0 | 0 | 0 | 0 | 0 | 0 | 0 | 0 | CFE-CENACE | 201606
México | Altamira V | CFE/PIE | CFE | 22.4997 | -97.9053 | Altamira |  | Tamaulipas |  | Carretera Tampico-Mante Km. 34, Col. Centro, ALTAMIRA, Tamaulipas, México, C.P. 89600 | 1121 | 0 | Gas natural |  | 0 | 1121 | 0 | 0 | 0 | 0 | 0 | 0 | 0 | 0 | 0 | 0 | CFE-CENACE | 201606
México | Altamira III y IV | CFE/PIE | CFE | 22.4939 | -97.9014 | Altamira |  | Tamaulipas |  | Carretera Tampico-Mante Km. 34, Col. Centro, ALTAMIRA, Tamaulipas, México, C.P. 89600 | 1036 | 0 | Gas natural |  | 0 | 1036 | 0 | 0 | 0 | 0 | 0 | 0 | 0 | 0 | 0 | 0 | CFE-CENACE | 201606
México | Tuxpan III y IV | CFE/PIE | CFE | 20.8386 | -97.2536 | Tuxpan |  | Veracruz |  |  | 983 | 0 | Gas natural |  | 0 | 983 | 0 | 0 | 0 | 0 | 0 | 0 | 0 | 0 | 0 | 0 | CFE-CENACE | 201606
México | Altamira | CFE | CFE | 22.4351 | -98.0081 | Altamira |  | Tamaulipas |  | Carretera Tampico-Mante Km. 34, Col. Centro, ALTAMIRA, Tamaulipas, México, C.P. 89600 | 500 | 0 | Petróleo |  | 0 | 0 | 500 | 0 | 0 | 0 | 0 | 0 | 0 | 0 | 0 | 0 | CFE-CENACE | 201606
México | Presidente Juárez (Rosarito) (CC) | CFE | CFE | 32.3698 | -117.0685 | Playas de Rosarito |  | Baja California |  | Carretera Libre Tijuana-Ensenada Km. 23.5, Col. Centro, PLAYAS DE ROSARITO, Baja California, México, C.P. 22710 | 773 | 0 | Gas natural |  | 0 | 773 | 0 | 0 | 0 | 0 | 0 | 0 | 0 | 0 | 0 | 0 | CFE-CENACE | 201606
México | Manuel Álvarez Moreno (Manzanillo) Paquete I | CFE | CFE | 19.0278 | -104.3192 | Manzanillo |  | Colima |  |  | 727 | 0 | Gas natural |  | 0 | 727 | 0 | 0 | 0 | 0 | 0 | 0 | 0 | 0 | 0 | 0 | CFE-CENACE | 201606
México | Manuel Álvarez Moreno (Manzanillo) Paquete II | CFE | CFE | 19.0278 | -104.3192 | Manzanillo |  | Colima |  |  | 727 | 0 | Gas natural |  | 0 | 727 | 0 | 0 | 0 | 0 | 0 | 0 | 0 | 0 | 0 | 0 | CFE-CENACE | 201606
México | Villa de Reyes | CFE | CFE | 21.8322 | -100.9344 | Villa de Reyes |  | San Luis Potosí |  |  | 700 | 0 | Petróleo |  | 0 | 0 | 700 | 0 | 0 | 0 | 0 | 0 | 0 | 0 | 0 | 0 | CFE-CENACE | 201606
México | Termoelectrica de Mexicali | Termoelectrica De Mexicali, S. De R.l. De C. V. | Termoelectrica De Mexicali, S. De R.l. De C. V. | 32.6013 | -115.6615 | Mexicali |  | Baja California |  | KM 14.50 de la Carretera Mexica-Tijuana | 679.7 | 0 | Gas natural |  | 0 | 679.7 | 0 | 0 | 0 | 0 | 0 | 0 | 0 | 0 | 0 | 0 | CFE-CENACE | 201606
México | Iberdrola Energía Monterrey | Iberdrola Energía Monterrey, S. A. De C. V. | Iberdrola Energía Monterrey, S. A. De C. V. | 25.7403 | -100.068 | Pesquería |  | Nuevo León |  |  | 659.2 | 0 | Gas natural |  | 0 | 659.2 | 0 | 0 | 0 | 0 | 0 | 0 | 0 | 0 | 0 | 0 | CFE-CENACE | 201606
México | Puerto Libertad | CFE | CFE | 29.9068 | -112.693 | Pitiquito |  | Sonora |  |  | 632 | 0 | Petróleo |  | 0 | 0 | 632 | 0 | 0 | 0 | 0 | 0 | 0 | 0 | 0 | 0 | CFE-CENACE | 201606
México | Chihuahua II (El Encino) | CFE | CFE | 28.4461 | -105.92 | Chihuahua |  | Chihuahua |  | KM. 7,8 AL SUROESTE DEL KM. 196+724 CARR. FED. 45 TRAMO CHIH-DELICIAS | 619.4 | 0 | Gas natural |  | 0 | 619.4 | 0 | 0 | 0 | 0 | 0 | 0 | 0 | 0 | 0 | 0 | CFE-CENACE | 201606
México | José Aceves Pozos (Mazatlán II) | CFE | CFE | 23.1901 | -106.3558 | Mazatlán |  | Sinaloa |  | Estero La Sirena Km. 10, Col. La Sirena, MAZATLAN, Sinaloa, México, C.P. 82089 | 616 | 0 | Petróleo |  | 0 | 0 | 616 | 0 | 0 | 0 | 0 | 0 | 0 | 0 | 0 | 0 | CFE-CENACE | 201606
México | Salamanca | CFE | CFE | 20.5694 | -101.1712 | Salamanca |  | Guanajuato |  | Prolongación Av. Faja de Oro s/n, Col. Centro, SALAMANCA, Guanajuato, México, C.P. 36700 | 550 | 0 | Petróleo |  | 0 | 0 | 550 | 0 | 0 | 0 | 0 | 0 | 0 | 0 | 0 | 0 | CFE-CENACE | 201606
México | Valle de México (CC) | CFE | CFE | 19.6183 | -98.9764 | Acolman |  | México |  |  | 549.3 | 0 | Gas natural |  | 0 | 549.3 | 0 | 0 | 0 | 0 | 0 | 0 | 0 | 0 | 0 | 0 | CFE-CENACE | 201606
México | Huinalá (CC) | CFE | CFE | 25.718 | -100.0962 | Pesquería |  | Nuevo León |  | Carretera a Dulces Nombres Km. 12.5, Col. Desconocida, PESQUERIA, Nuevo León, México, C.P. 66650 | 377.7 | 0 | Gas natural |  | 0 | 377.7 | 0 | 0 | 0 | 0 | 0 | 0 | 0 | 0 | 0 | 0 | CFE-CENACE | 201606
México | Huinalá (Turbogás) | CFE | CFE | 25.7195 | -100.1016 | Pesquería |  | Nuevo León |  | Carretera a Dulces Nombres Km. 12.5, Col. Desconocida, PESQUERIA, Nuevo León, México, C.P. 66650 | 150 | 0 | Gas natural |  | 0 | 150 | 0 | 0 | 0 | 0 | 0 | 0 | 0 | 0 | 0 | 0 | CFE-CENACE | 201606
México | Valladolid III | CFE/PIE | CFE | 20.6931 | -88.2675 | Valladolid |  | Yucatán |  | Carretera Valladolid-Mérida Km. 8, Col. Ebtun, VALLADOLID, Yucatán, México, C.P. 97780 | 525 | 0 | Gas natural |  | 0 | 525 | 0 | 0 | 0 | 0 | 0 | 0 | 0 | 0 | 0 | 0 | CFE-CENACE | 201606
México | Samalayuca II | CFE | CFE | 31.3276 | -106.4841 | Juárez |  | Chihuahua |  | Carretera Panamericana Tramo Sueco Km. 166, Col. Samalayuca, JUAREZ, Chihuahua, México, C.P. 32730 | 521.8 | 0 | Gas natural |  | 0 | 521.8 | 0 | 0 | 0 | 0 | 0 | 0 | 0 | 0 | 0 | 0 | CFE-CENACE | 201606
México | Río Bravo IV | CFE/PIE | CFE | 25.9821 | -98.0627 | Valle Hermoso |  | Tamaulipas |  |  | 500 | 0 | Gas natural |  | 0 | 500 | 0 | 0 | 0 | 0 | 0 | 0 | 0 | 0 | 0 | 0 | CFE-CENACE | 201606
México | La Laguna II | CFE/PIE | CFE | 25.6017 | -103.4672 | Gómez Palacio |  | Durango |  |  | 498 | 0 | Gas natural |  | 0 | 498 | 0 | 0 | 0 | 0 | 0 | 0 | 0 | 0 | 0 | 0 | CFE-CENACE | 201606
México | Altamira II | CFE/PIE | CFE | 22.4978 | -97.9017 | Altamira |  | Tamaulipas |  |  | 495 | 0 | Gas natural |  | 0 | 495 | 0 | 0 | 0 | 0 | 0 | 0 | 0 | 0 | 0 | 0 | CFE-CENACE | 201606
México | Bajío (El Sáuz) | CFE/PIE | CFE | 20.4584 | -100.1208 | San Luis de la Paz |  | Guanajuato |  |  | 495 | 0 | Gas natural |  | 0 | 495 | 0 | 0 | 0 | 0 | 0 | 0 | 0 | 0 | 0 | 0 | CFE-CENACE | 201606
México | Río Bravo II (Anáhuac) | CFE/PIE | CFE | 25.7969 | -97.7828 | Valle Hermoso |  | Tamaulipas |  |  | 495 | 0 | Gas natural |  | 0 | 495 | 0 | 0 | 0 | 0 | 0 | 0 | 0 | 0 | 0 | 0 | CFE-CENACE | 201606
México | Río Bravo III | CFE/PIE | CFE | 25.7969 | -97.7828 | Valle Hermoso |  | Tamaulipas |  |  | 495 | 0 | Gas natural |  | 0 | 495 | 0 | 0 | 0 | 0 | 0 | 0 | 0 | 0 | 0 | 0 | CFE-CENACE | 201606
México | Tuxpan II | CFE/PIE | CFE | 20.839 | -97.2534 | Tuxpan |  | Veracruz |  |  | 495 | 0 | Gas natural |  | 0 | 495 | 0 | 0 | 0 | 0 | 0 | 0 | 0 | 0 | 0 | 0 | CFE-CENACE | 201606
México | Tuxpan V | CFE/PIE | CFE | 20.8453 | -97.2442 | Tuxpan |  | Veracruz |  |  | 495 | 0 | Gas natural |  | 0 | 495 | 0 | 0 | 0 | 0 | 0 | 0 | 0 | 0 | 0 | 0 | CFE-CENACE | 201606
México | Mexicali | CFE/PIE | CFE | 32.5981 | -115.6297 | Mexicali |  | Baja California |  |  | 489 | 0 | Gas natural |  | 0 | 489 | 0 | 0 | 0 | 0 | 0 | 0 | 0 | 0 | 0 | 0 | CFE-CENACE | 201606
México | Tula | CFE | CFE | 20.0596 | -99.2774 | Tula |  | Hidalgo |  | Carretera Jorobas Tula Km. 27.5, Col. El Llano, TULA DE ALLENDE, Hidalgo, México, C.P. 42820 | 489 | 0 | Gas natural |  | 0 | 489 | 0 | 0 | 0 | 0 | 0 | 0 | 0 | 0 | 0 | 0 | CFE-CENACE | 201606
México | Carlos Rodríguez Rivero (Guaymas II) | CFE | CFE | 27.937 | -110.8628 | Guaymas |  | Sonora |  | Carretera México-Nogales Km. 1975, Col. Las Batuecas, GUAYMAS, Sonora, México, C.P. 85430 | 484 | 0 | Petróleo |  | 0 | 0 | 484 | 0 | 0 | 0 | 0 | 0 | 0 | 0 | 0 | 0 | CFE-CENACE | 201606
México | Mérida III | CFE/PIE | CFE | 20.9336 | -89.6992 | Mérida |  | Yucatán |  | Carretera Mérida-Uman por Anillo Periférico s/n, Col. Ciudad Industrial, MERIDA, Yucatán, México, C.P. 97288 | 484 | 0 | Gas natural |  | 0 | 484 | 0 | 0 | 0 | 0 | 0 | 0 | 0 | 0 | 0 | 0 | CFE-CENACE | 201606
México | El Sáuz | CFE | CFE | 20.4575 | -100.1206 | Pedro Escobedo |  | Querétaro |  | C.P. 76700 | 591 | 0 | Gas natural |  | 0 | 591 | 0 | 0 | 0 | 0 | 0 | 0 | 0 | 0 | 0 | 0 | CFE-CENACE | 201606
México | Dos Bocas | CFE | CFE | 19.0856 | -96.1464 | Medellín |  | Veracruz |  | Carretera Veracruz-Medellín Km. 7.5, Col. Dos Bocas, MEDELLIN, Veracruz, México, C.P. 94271 | 452 | 0 | Gas natural |  | 0 | 452 | 0 | 0 | 0 | 0 | 0 | 0 | 0 | 0 | 0 | 0 | CFE-CENACE | 201606
México | Huinalá II | CFE | CFE | 25.7221 | -100.1034 | Pesquería |  | Nuevo León |  |  | 471.2 | 0 | Gas natural |  | 0 | 471.2 | 0 | 0 | 0 | 0 | 0 | 0 | 0 | 0 | 0 | 0 | CFE-CENACE | 201606
México | Norte Durango (La Trinidad) | CFE/PIE | CFE | 24.2297 | -104.4796 | Durango |  | Durango |  |  | 450 | 0 | Gas natural |  | 0 | 450 | 0 | 0 | 0 | 0 | 0 | 0 | 0 | 0 | 0 | 0 | CFE-CENACE | 201606
México | Valle de México (Vapor) | CFE | CFE | 19.6183 | -98.9764 | Acolman |  | México |  |  | 450 | 0 | Gas natural |  | 0 | 450 | 0 | 0 | 0 | 0 | 0 | 0 | 0 | 0 | 0 | 0 | CFE-CENACE | 201606
México | Monterrey III (Dulces Nombres) | CFE/PIE | CFE | 25.7192 | -100.1017 | Pesquería |  | Nuevo León |  |  | 449 | 0 | Gas natural |  | 0 | 449 | 0 | 0 | 0 | 0 | 0 | 0 | 0 | 0 | 0 | 0 | CFE-CENACE | 201606
México | Norte II | CFE/PIE | CFE | 28.4333 | -105.9153 | Chihuahua |  | Chihuahua |  |  | 433 | 0 | Gas natural |  | 0 | 433 | 0 | 0 | 0 | 0 | 0 | 0 | 0 | 0 | 0 | 0 | CFE-CENACE | 201606
México | San Lorenzo Potencia | CFE | CFE | 19.1194 | -98.2412 | Cuautlancingo |  | Puebla |  |  | 382.1 | 0 | Gas natural |  | 0 | 382.1 | 0 | 0 | 0 | 0 | 0 | 0 | 0 | 0 | 0 | 0 | CFE-CENACE | 201606
México | Pemex-Gas y Petroquímica Básica, Complejo Procesador de Gas Nuevo Pemex | Pemex | CFE | 17.858 | -93.123 | Centro |  | Tabasco |  |  | 367.4 | 0 | Gas natural |  | 0 | 367.4 | 0 | 0 | 0 | 0 | 0 | 0 | 0 | 0 | 0 | 0 | CFE-CENACE | 201606
México | Compañía de Nitrógeno de Cantarell | Compañía De Nitrógeno De Cantarell, S. A. De C. V. | Compañía De Nitrógeno De Cantarell, S. A. De C. V. | 18.61 | -92.2647 | Carmen |  | Campeche |  |  | 362.6 | 0 | Gas natural |  | 0 | 362.6 | 0 | 0 | 0 | 0 | 0 | 0 | 0 | 0 | 0 | 0 | CFE-CENACE | 201606
México | Energia de BC | Energia De Bc, S. De R.l. De C. V. | Energia De Bc, S. De R.l. De C. V. | 32.6009 | -115.6275 | Mexicali |  | Baja California |  |  | 337.1 | 0 | Gas natural |  | 0 | 337.1 | 0 | 0 | 0 | 0 | 0 | 0 | 0 | 0 | 0 | 0 | CFE-CENACE | 201606
México | Guadalupe Victoria (Lerdo) | CFE | CFE | 25.4943 | -103.5704 | Lerdo |  | Durango |  |  | 320 | 0 | Petróleo |  | 0 | 0 | 320 | 0 | 0 | 0 | 0 | 0 | 0 | 0 | 0 | 0 | CFE-CENACE | 201606
México | Presidente Juárez (Rosarito) (Vapor) | CFE | CFE | 32.3698 | -117.0685 | Playas de Rosarito |  | Baja California |  |  | 320 | 0 | Petróleo |  | 0 | 0 | 320 | 0 | 0 | 0 | 0 | 0 | 0 | 0 | 0 | 0 | CFE-CENACE | 201606
México | Juan de Dios Bátiz Paredes (Topolobampo) | CFE | CFE | 25.6079 | -109.0515 | Ahome |  | Sinaloa |  | Carretera Mochis-Topolobampo Km. 22, Col. Centro, AHOME, Sinaloa, México, C.P. 81370 | 320 | 0 | Petróleo |  | 0 | 0 | 320 | 0 | 0 | 0 | 0 | 0 | 0 | 0 | 0 | 0 | CFE-CENACE | 201606
México | Benito Juárez (Samalayuca) | CFE | CFE | 31.3314 | -106.486 | Juárez |  | Chihuahua |  | KM 166 CARRETERA SUECO‐CD JUAREZ | 316 | 0 | Petróleo |  | 0 | 0 | 316 | 0 | 0 | 0 | 0 | 0 | 0 | 0 | 0 | 0 | CFE-CENACE | 201606
México | Francisco Villa | CFE | CFE | 28.1662 | -105.4435 | Delicias |  | Chihuahua |  | SAMALAYUCA, D.B. CHIHUAHUA | 300 | 0 | Petróleo |  | 0 | 0 | 300 | 0 | 0 | 0 | 0 | 0 | 0 | 0 | 0 | 0 | CFE-CENACE | 201606
México | Emilio Portes Gil (Río Bravo) (Vapor) | CFE | CFE | 25.9821 | -98.0627 | Río Bravo |  | Tamaulipas |  | Carretera Matamoros-Mazatlán Km. 68.5, Col. La Paz, RIO BRAVO, Tamaulipas, México, C.P. 88900 | 300 | 0 | Gas natural |  | 0 | 300 | 0 | 0 | 0 | 0 | 0 | 0 | 0 | 0 | 0 | 0 | CFE-CENACE | 201606
México | Energía Azteca X | Energía Azteca X, S. De R. L. De C. V. | Energía Azteca X, S. De R. L. De C. V. | 32.5982 | -115.6297 | Mexicali |  | Baja California |  |  | 298.6 | 0 | Gas natural |  | 0 | 298.6 | 0 | 0 | 0 | 0 | 0 | 0 | 0 | 0 | 0 | 0 | CFE-CENACE | 201606
México | Termoeléctrica del Golfo | Termoeléctrica Del Golfo, S. De R. L. De C. V. | Termoeléctrica Del Golfo, S. De R. L. De C. V. | 22.0694 | -98.8469 | Tamuín |  | San Luis Potosí |  |  | 290 | 0 | Petróleo |  | 0 | 0 | 290 | 0 | 0 | 0 | 0 | 0 | 0 | 0 | 0 | 0 | CFE-CENACE | 201606
México | Termoeléctrica Peñoles | Termoeléctrica Peñoles, S. De R. L. De C. V. | Termoeléctrica Peñoles, S. De R. L. De C. V. | 22.0694 | -98.8469 | Tamuín |  | San Luis Potosí |  |  | 290 | 0 | Petróleo |  | 0 | 0 | 290 | 0 | 0 | 0 | 0 | 0 | 0 | 0 | 0 | 0 | CFE-CENACE | 201606
México | Tractebel Energía de Monterrey | Tractebel Energía De Monterrey, S. De R. L. De C. V. | Tractebel Energía De Monterrey, S. De R. L. De C. V. | 25.7674 | -100.5482 | García |  | Nuevo León |  |  | 284 | 0 | Gas natural |  | 0 | 284 | 0 | 0 | 0 | 0 | 0 | 0 | 0 | 0 | 0 | 0 | CFE-CENACE | 201606
México | Transalta Chihuahua III | CFE/PIE | CFE | 31.3308 | -106.4865 | Juárez |  | Chihuahua |  |  | 259 | 0 | Gas natural |  | 0 | 259 | 0 | 0 | 0 | 0 | 0 | 0 | 0 | 0 | 0 | 0 | CFE-CENACE | 201606
México | Naco Nogales | CFE/PIE | CFE | 31.2222 | -109.6081 | Agua Prieta |  | Sonora |  |  | 258 | 0 | Gas natural |  | 0 | 258 | 0 | 0 | 0 | 0 | 0 | 0 | 0 | 0 | 0 | 0 | CFE-CENACE | 201606
México | Transalta Campeche | CFE/PIE | CFE | 17.9397 | -91.7331 | Palizada |  | Campeche |  |  | 252.4 | 0 | Gas natural |  | 0 | 252.4 | 0 | 0 | 0 | 0 | 0 | 0 | 0 | 0 | 0 | 0 | CFE-CENACE | 201606
México | Fuerza y Energía de Hermosillo | CFE/PIE | CFE | 29.0806 | -111.025 | Hermosillo |  | Sonora |  |  | 250 | 0 | Gas natural |  | 0 | 250 | 0 | 0 | 0 | 0 | 0 | 0 | 0 | 0 | 0 | 0 | CFE-CENACE | 201606
México | Saltillo | CFE/PIE | CFE | 25.5939 | -100.9164 | Ramos Arizpe |  | Coahuila |  |  | 247.5 | 0 | Gas natural |  | 0 | 247.5 | 0 | 0 | 0 | 0 | 0 | 0 | 0 | 0 | 0 | 0 | CFE-CENACE | 201606
México | Gómez Palacio | CFE | CFE | 25.5934 | -103.4772 | Gómez Palacio |  | Durango |  |  | 239.8 | 0 | Gas natural |  | 0 | 239.8 | 0 | 0 | 0 | 0 | 0 | 0 | 0 | 0 | 0 | 0 | CFE-CENACE | 201606
México | Hermosillo | CFE | CFE | 29.0331 | -110.8351 | Hermosillo |  | Sonora |  |  | 227 | 0 | Gas natural |  | 0 | 227 | 0 | 0 | 0 | 0 | 0 | 0 | 0 | 0 | 0 | 0 | CFE-CENACE | 201606
México | Felipe Carrillo Puerto (Valladolid) | CFE | CFE | 20.6971 | -88.2659 | Valladolid |  | Yucatán |  | Carretera Valladolid-Mérida Km. 8, Col. Ebtun, VALLADOLID, Yucatán, México, C.P. 97780 | 220 | 0 | Gas natural |  | 0 | 220 | 0 | 0 | 0 | 0 | 0 | 0 | 0 | 0 | 0 | 0 | CFE-CENACE | 201606
México | Emilio Portes Gil (Río Bravo) (CC) | CFE | CFE | 25.9821 | -98.0627 | Río Bravo |  | Tamaulipas |  | Carretera Matamoros-Mazatlán Km. 68.5, Col. La Paz, RIO BRAVO, Tamaulipas, México, C.P. 88900 | 211.1 | 0 | Gas natural |  | 0 | 211.1 | 0 | 0 | 0 | 0 | 0 | 0 | 0 | 0 | 0 | 0 | CFE-CENACE | 201606
México | Altos Hornos de México | Altos Hornos De México, S. A. De C. V. | Altos Hornos De México, S. A. De C. V. | 28.4658 | -100.7001 | Nava |  | Coahuila |  |  | 180.3 | 0 | Gas natural |  | 0 | 180.3 | 0 | 0 | 0 | 0 | 0 | 0 | 0 | 0 | 0 | 0 | CFE-CENACE | 201606
México | Pemex-Petroquímica, Complejo Petroquímico Morelos | Pemex | CFE | 18.1405 | -94.3665 | Coatzacoalcos |  | Veracruz |  |  | 172 | 0 | Gas natural |  | 0 | 172 | 0 | 0 | 0 | 0 | 0 | 0 | 0 | 0 | 0 | 0 | CFE-CENACE | 201606
México | Mérida II | CFE | CFE | 20.927 | -89.6878 | Mérida |  | Yucatán |  |  | 168 | 0 | Petróleo |  | 0 | 0 | 168 | 0 | 0 | 0 | 0 | 0 | 0 | 0 | 0 | 0 | CFE-CENACE | 201606
México | Pemex-Petroquímica, Complejo Petroquímico Cangrejera | Pemex | CFE | 18.0929 | -94.3591 | Coatzacoalcos |  | Veracruz |  |  | 163.5 | 0 | Gas natural |  | 0 | 163.5 | 0 | 0 | 0 | 0 | 0 | 0 | 0 | 0 | 0 | 0 | CFE-CENACE | 201606
México | Tijuana | CFE | CFE | 32.3685 | -117.0694 | Playas de Rosarito |  | Baja California |  |  | 345 | 0 | Gas natural |  | 0 | 345 | 0 | 0 | 0 | 0 | 0 | 0 | 0 | 0 | 0 | 0 | CFE-CENACE | 201606
México | Nonoalco | CFE | CFE | 19.4503 | -99.15 | Cuauhtémoc |  | Distrito Federal |  |  | 106 | 0 | Gas natural |  | 0 | 106 | 0 | 0 | 0 | 0 | 0 | 0 | 0 | 0 | 0 | 0 | CFE-CENACE | 201606
México | Pemex-Refinación, Ing. Antonio M. Amor | Pemex | CFE | 20.5814 | -101.1799 | Salamanca |  | Guanajuato |  |  | 142.8 | 0 | Gas natural |  | 0 | 142.8 | 0 | 0 | 0 | 0 | 0 | 0 | 0 | 0 | 0 | 0 | CFE-CENACE | 201606
México | Pemex-Refinación, Refinería Miguel Hidalgo | Pemex | CFE | 20.0489 | -99.2802 | Tula |  | Hidalgo |  |  | 133.7 | 0 | Gas natural |  | 0 | 133.7 | 0 | 0 | 0 | 0 | 0 | 0 | 0 | 0 | 0 | 0 | CFE-CENACE | 201606
México | Energía Azteca VIII | Energía Azteca VIII, S. De R. L. De C. V. | Energía Azteca Viii, S. De R. L. De C. V. | 21.2452 | -100.6111 | San Luis de la Paz |  | Guanajuato |  |  | 131.1 | 0 | Gas natural |  | 0 | 131.1 | 0 | 0 | 0 | 0 | 0 | 0 | 0 | 0 | 0 | 0 | CFE-CENACE | 201606
México | Pemex-Refinación, Refinería Francisco I. Madero | Pemex | CFE | 22.2667 | -97.8 | Ciudad Madero |  | Tamaulipas |  |  | 129 | 0 | Gas natural |  | 0 | 129 | 0 | 0 | 0 | 0 | 0 | 0 | 0 | 0 | 0 | 0 | CFE-CENACE | 201606
México | Enertek | Enertek, S. A. De C. V. | Enertek, S. A. De C. V. | 22.3739 | -97.8913 | Altamira |  | Tamaulipas |  |  | 128 | 0 | Gas natural |  | 0 | 168 | 0 | 0 | 0 | 0 | 0 | 0 | 0 | 0 | 0 | 0 | CFE-CENACE | 201606
México | Baja California Sur I | CFE | CFE | 32.6024 | -115.6276 | La Paz |  | Baja California Sur |  |  | 162.7 | 0 | Petróleo |  | 0 | 0 | 162.7 | 0 | 0 | 0 | 0 | 0 | 0 | 0 | 0 | 0 | CFE-CENACE | 201606
México | Pemex-Gas y Petroquímica Básica, Complejo Procesador de Gas Cactus | Pemex | CFE | 17.8992 | -93.1928 | Reforma |  | Chiapas |  |  | 120.7 | 0 | Gas natural |  | 0 | 120.7 | 0 | 0 | 0 | 0 | 0 | 0 | 0 | 0 | 0 | 0 | CFE-CENACE | 201606
México | Poza Rica | CFE | CFE | 20.5264 | -97.4903 | Tihuatlán |  | Veracruz |  |  | 117 | 0 | Petróleo |  | 0 | 0 | 117 | 0 | 0 | 0 | 0 | 0 | 0 | 0 | 0 | 0 | CFE-CENACE | 201606
México | Pemex-Refinación, Refinería Ing. Antonio Dovalí Jaime | Pemex | CFE | 16.211 | -95.1721 | Salina Cruz |  | Oaxaca |  |  | 115.2 | 0 | Gas natural |  | 0 | 115.2 | 0 | 0 | 0 | 0 | 0 | 0 | 0 | 0 | 0 | 0 | CFE-CENACE | 201606
México | Lerma (Campeche) | CFE | CFE | 19.7956 | -90.6128 | Campeche |  | Campeche |  |  | 112.5 | 0 | Petróleo |  | 0 | 0 | 112.5 | 0 | 0 | 0 | 0 | 0 | 0 | 0 | 0 | 0 | CFE-CENACE | 201606
México | Punta Prieta II | CFE | CFE | 24.2233 | -110.3093 | La Paz |  | Baja California Sur |  |  | 112.5 | 0 | Petróleo |  | 0 | 0 | 112.5 | 0 | 0 | 0 | 0 | 0 | 0 | 0 | 0 | 0 | CFE-CENACE | 201606
México | Gral. Agustín Olachea A. (Puerto San Carlos) | CFE | CFE | 24.8147 | -112.0916 | Comondú |  | Baja California Sur |  |  | 104.1 | 0 | Petróleo |  | 0 | 0 | 104.1 | 0 | 0 | 0 | 0 | 0 | 0 | 0 | 0 | 0 | CFE-CENACE | 201606
México | Cancún | CFE | CFE | 21.069 | -86.8467 | Benito Juárez |  | Quintana Roo |  |  | 102 | 0 | Petróleo |  | 0 | 0 | 102 | 0 | 0 | 0 | 0 | 0 | 0 | 0 | 0 | 0 | CFE-CENACE | 201606
México | Manuel Moreno Torres (Chicoasén) | CFE | CFE | 16.9428 | -93.1012 | Chicoasén |  | Chiapas |  |  | 2400 | 2400 | Hidroeléctrica | Hidroeléctrica | 0 | 0 | 0 | 0 | 2400 | 0 | 0 | 0 | 0 | 0 | 0 | 0 | CFE-CENACE | 201606
México | Infiernillo | CFE | CFE | 18.2711 | -101.8939 | La Unión |  | Guerrero |  |  | 1200 | 1200 | Hidroeléctrica | Hidroeléctrica | 0 | 0 | 0 | 0 | 1200 | 0 | 0 | 0 | 0 | 0 | 0 | 0 | CFE-CENACE | 201606
México | Malpaso | CFE | CFE | 17.1806 | -93.5973 | Tecpatán |  | Chiapas |  |  | 1080 | 1080 | Hidroeléctrica | Hidroeléctrica | 0 | 0 | 0 | 0 | 1080 | 0 | 0 | 0 | 0 | 0 | 0 | 0 | CFE-CENACE | 201606
México | Aguamilpa Solidaridad | CFE | CFE | 21.8395 | -104.8038 | El Nayar y Tepic |  | Nayarit |  |  | 960 | 960 | Hidroeléctrica | Hidroeléctrica | 0 | 0 | 0 | 0 | 960 | 0 | 0 | 0 | 0 | 0 | 0 | 0 | CFE-CENACE | 201606
México | Belisario Domínguez (Angostura) | CFE | CFE | 16.4018 | -92.7784 | Venustiano Carranza |  | Chiapas |  |  | 900 | 900 | Hidroeléctrica | Hidroeléctrica | 0 | 0 | 0 | 0 | 900 | 0 | 0 | 0 | 0 | 0 | 0 | 0 | CFE-CENACE | 201606
México | Leonardo Rodríguez Alcaine (El Cajón) | CFE | CFE | 21.4279 | -104.4507 | Santa María del Oro y La Yesca |  | Nayarit |  |  | 750 | 750 | Hidroeléctrica | Hidroeléctrica | 0 | 0 | 0 | 0 | 750 | 0 | 0 | 0 | 0 | 0 | 0 | 0 | CFE-CENACE | 201606
México | Alfredo Elías Ayub (La Yesca) | CFE | CFE | 21.1979 | -104.1047 | La Yesca |  | Nayarit |  |  | 750 | 750 | Hidroeléctrica | Hidroeléctrica | 0 | 0 | 0 | 0 | 750 | 0 | 0 | 0 | 0 | 0 | 0 | 0 | CFE-CENACE | 201606
México | Carlos Ramírez Ulloa (El Caracol) | CFE | CFE | 17.9505 | -99.9943 | Apaxtla |  | Guerrero |  |  | 600 | 600 | Hidroeléctrica | Hidroeléctrica | 0 | 0 | 0 | 0 | 600 | 0 | 0 | 0 | 0 | 0 | 0 | 0 | CFE-CENACE | 201606
México | Luis Donaldo Colosio (Huites) | CFE | CFE | 26.8444 | -108.3687 | Choix |  | Sinaloa |  |  | 422 | 422 | Hidroeléctrica | Hidroeléctrica | 0 | 0 | 0 | 0 | 422 | 0 | 0 | 0 | 0 | 0 | 0 | 0 | CFE-CENACE | 201606
México | Ángel Albino Corzo (Peñitas) | CFE | CFE | 17.4463 | -93.4628 | Ostuacán |  | Chiapas |  |  | 420 | 420 | Hidroeléctrica | Hidroeléctrica | 0 | 0 | 0 | 0 | 420 | 0 | 0 | 0 | 0 | 0 | 0 | 0 | CFE-CENACE | 201606
México | Temascal | CFE | CFE | 18.2324 | -96.4115 | San Miguel Soyaltepec |  | Oaxaca |  |  | 354 | 354 | Hidroeléctrica | Hidroeléctrica | 0 | 0 | 0 | 0 | 354 | 0 | 0 | 0 | 0 | 0 | 0 | 0 | CFE-CENACE | 201606
México | La Villita | CFE | CFE | 18.0457 | -102.1825 | Lázaro Cárdenas |  | Michoacán |  |  | 320 | 320 | Hidroeléctrica | Hidroeléctrica | 0 | 0 | 0 | 0 | 320 | 0 | 0 | 0 | 0 | 0 | 0 | 0 | CFE-CENACE | 201606
México | Fernando Hiriart Balderrama (Zimapán) | CFE | CFE | 20.8468 | -99.4584 | Zimapán |  | Hidalgo |  |  | 292 | 292 | Hidroeléctrica | Hidroeléctrica | 0 | 0 | 0 | 0 | 292 | 0 | 0 | 0 | 0 | 0 | 0 | 0 | CFE-CENACE | 201606
México | Eurus | Eurus, S. A. P. I. De C. V. | Eurus, S. A. P. I. De C. V. | 16.4853 | -94.9484 | Juchitán de Zaragoza |  | Oaxaca |  |  | 250.5 | 250.5 | Eólica | Eólica | 0 | 0 | 0 | 0 | 0 | 0 | 0 | 0 | 250.5 | 0 | 0 | 0 | CFE-CENACE | 201606
México | Valentín Gómez Farías (Agua Prieta) | CFE | CFE | 20.7008 | -103.245 | Zapopan |  | Jalisco |  |  | 240 | 240 | Hidroeléctrica | Hidroeléctrica | 0 | 0 | 0 | 0 | 240 | 0 | 0 | 0 | 0 | 0 | 0 | 0 | CFE-CENACE | 201606
México | Cerro Prieto | CFE | CFE | 32.3916 | -115.2252 | Mexicali |  | Baja California |  |  | 570 | 570 | Geotérmica | Geotérmica | 0 | 0 | 0 | 0 | 0 | 0 | 0 | 0 | 0 | 570 | 0 | 0 | CFE-CENACE | 201606
México | Mazatepec | CFE | CFE | 20.0144 | -97.4062 | Tlatlauquitepec |  | Puebla |  | Carretera Tlatlauqui Mazatepec Km. 42, Col. Mazatepec, TLATLAUQUITEPEC, Puebla, México, C.P. 73905 | 220 | 220 | Hidroeléctrica | Hidroeléctrica | 0 | 0 | 0 | 0 | 220 | 0 | 0 | 0 | 0 | 0 | 0 | 0 | CFE-CENACE | 201606
México | Los Azufres | CFE | CFE | 19.791 | -100.6669 | Ciudad Hidalgo |  | Michoacán |  | Campamento C.F.E. s/n, Col. Agua Fría, HIDALGO, Michoacán, México, C.P. 61100 | 225 | 225 | Geotérmica | Geotérmica | 0 | 0 | 0 | 0 | 0 | 0 | 0 | 0 | 0 | 225 | 0 | 0 | CFE-CENACE | 201606
México | Eoliatec del Istmo | Eoliatec Del Istmo, S. A. P. I. De C. V. | Eoliatec Del Istmo, S. A. P. I. De C. V. | 16.4406 | -94.9912 | Juchitán De Zaragoza |  | Oaxaca |  |  | 164 | 164 | Eólica | Eólica | 0 | 0 | 0 | 0 | 0 | 0 | 0 | 0 | 164 | 0 | 0 | 0 | CFE-CENACE | 201606
México | Plutarco Elías Calles (El Novillo) | CFE | CFE | 28.978 | -109.642 | Soyopa |  | Sonora |  |  | 135 | 135 | Hidroeléctrica | Hidroeléctrica | 0 | 0 | 0 | 0 | 135 | 0 | 0 | 0 | 0 | 0 | 0 | 0 | CFE-CENACE | 201606
México | Necaxa | CFE | CFE | 20.2171 | -97.9872 | Juan Galindo |  | Puebla |  |  | 109 | 109 | Hidroeléctrica | Hidroeléctrica | 0 | 0 | 0 | 0 | 109 | 0 | 0 | 0 | 0 | 0 | 0 | 0 | CFE-CENACE | 201606
México | La Venta III | CFE/PIE | CFE | 16.5777 | -94.8231 | Juchitán |  | Oaxaca |  |  | 102.9 | 102.9 | Eólica | Eólica | 0 | 0 | 0 | 0 | 0 | 0 | 0 | 0 | 102.9 | 0 | 0 | 0 | CFE-CENACE | 201606
México | Oaxaca I | CFE/PIE | CFE | 16.5643 | -94.7212 | Juchitán |  | Oaxaca |  |  | 102 | 102 | Eólica | Eólica | 0 | 0 | 0 | 0 | 0 | 0 | 0 | 0 | 102 | 0 | 0 | 0 | CFE-CENACE | 201606
México | Oaxaca II | CFE/PIE | CFE | 16.5872 | -94.7945 | Juchitán |  | Oaxaca |  |  | 102 | 102 | Eólica | Eólica | 0 | 0 | 0 | 0 | 0 | 0 | 0 | 0 | 102 | 0 | 0 | 0 | CFE-CENACE | 201606
México | Oaxaca III | CFE/PIE | CFE | 16.5813 | -94.7479 | Juchitán |  | Oaxaca |  |  | 102 | 102 | Eólica | Eólica | 0 | 0 | 0 | 0 | 0 | 0 | 0 | 0 | 102 | 0 | 0 | 0 | CFE-CENACE | 201606
México | Oaxaca IV | CFE/PIE | CFE | 16.6123 | -94.8105 | Juchitán |  | Oaxaca |  |  | 102 | 102 | Eólica | Eólica | 0 | 0 | 0 | 0 | 0 | 0 | 0 | 0 | 102 | 0 | 0 | 0 | CFE-CENACE | 201606
México | La Mata | CFE/PIE | CFE | 16.539 | -94.9993 | Juchitán |  | Oaxaca |  |  | 102 | 102 | Eólica | Eólica | 0 | 0 | 0 | 0 | 0 | 0 | 0 | 0 | 102 | 0 | 0 | 0 | CFE-CENACE | 201606
México | Raúl J. Marsal (Comedero) | CFE | CFE | 24.5707 | -106.8084 | Cosalá |  | Sinaloa |  |  | 100 | 100 | Hidroeléctrica | Hidroeléctrica | 0 | 0 | 0 | 0 | 100 | 0 | 0 | 0 | 0 | 0 | 0 | 0 | CFE-CENACE | 201606
Canadá | Robert-Bourassa | Hydro-Québec | Hydro-Québec | 53.7818 | -77.5305 | La Grande |  | Quebec |  |  | 5616 | 5616 | Hidroeléctrica | Hidroeléctrica | 0 | 0 | 0 | 0 | 5616 | 0 | 0 | 0 | 0 | 0 | 0 | 0 | Hydro Québec | 201601
Canadá | Churchill Falls |  | Churchill Falls (Labrador) Corporation Ltd. (Subsidiary of Newfoundland Labrador Hydro) | 53.5294 | -63.9651 | Churchill Falls |  | Newfoundland and Labrador |  |  | 5428 | 5428 | Hidroeléctrica | Hidroeléctrica | 0 | 0 | 0 | 0 | 5428 | 0 | 0 | 0 | 0 | 0 | 0 | 0 | Hydro Québec | 201606
Canadá | Darlington |  | Ontario Power Generation Inc | 43.8697 | -78.7239 | Hampton |  | Ontario |  |  | 3740 | 0 | Nuclear |  | 0 | 0 | 0 | 0 | 0 | 0 | 3740 | 0 | 0 | 0 | 0 | 0 | CANDU.org | 201606
Canadá | Bruce B | Bruce Power | Bruce Power | 44.319 | -81.6027 | Tiverton |  | Ontario |  |  | 3390 | 0 | Nuclear |  | 0 | 0 | 0 | 0 | 0 | 0 | 3390 | 0 | 0 | 0 | 0 | 0 | CANDU.org | 201606
Canadá | Bruce A |  | Ontario Power Generation Inc | 44.3391 | -81.5747 | Tiverton |  | Ontario |  |  | 3220 | 0 | Nuclear |  | 0 | 0 | 0 | 0 | 0 | 0 | 3220 | 0 | 0 | 0 | 0 | 0 | CANDU.org | 201606
Canadá | La Grande-4 | Hydro-Québec | Hydro-Québec | 53.8864 | -73.466 | La Grande |  | Quebec |  |  | 2779 | 2779 | Hidroeléctrica | Hidroeléctrica | 0 | 0 | 0 | 0 | 2779 | 0 | 0 | 0 | 0 | 0 | 0 | 0 | Hydro Québec | 201601
Canadá | G.M. Shrum | BC Hydro | BC Hydro | 56.0148 | -122.1957 | Peace River |  | British Columbia |  |  | 2730 | 2730 | Hidroeléctrica | Hidroeléctrica | 0 | 0 | 0 | 0 | 2730 | 0 | 0 | 0 | 0 | 0 | 0 | 0 | BC Hydro | 201606
Canadá | Revelstoke | BC Hydro | BC Hydro | 51.0486 | -118.1939 | Columbia River |  | British Columbia |  |  | 2480 | 2480 | Hidroeléctrica | Hidroeléctrica | 0 | 0 | 0 | 0 | 2480 | 0 | 0 | 0 | 0 | 0 | 0 | 0 | BC Hydro | 201606
Canadá | La Grande-3 | Hydro-Québec | Hydro-Québec | 53.7272 | -75.9873 | La Grande |  | Quebec |  |  | 2417 | 2417 | Hidroeléctrica | Hidroeléctrica | 0 | 0 | 0 | 0 | 2417 | 0 | 0 | 0 | 0 | 0 | 0 | 0 | Hydro Québec | 201601
Canadá | Lennox | Ontario Power Generation Inc | Ontario Power Generation Inc | 44.1442 | -76.848 | Bath |  | Ontario |  |  | 2160 | 0 | Gas natural |  | 0 | 2160 | 0 | 0 | 0 | 0 | 0 | 0 | 0 | 0 | 0 | 0 | IESO Electricity Contracts | 201606
Canadá | Pickering B |  | Ontario Power Generation Inc | 43.8096 | -79.0639 | Pickering |  | Ontario |  |  | 2160 | 0 | Nuclear |  | 0 | 0 | 0 | 0 | 0 | 0 | 2160 | 0 | 0 | 0 | 0 | 0 | CANDU.org | 201606
Canadá | Sundance | TransAlta | TransAlta | 53.5075 | -114.5569 | Wabamun |  | Alberta | T0E 0V0 |  | 2141 | 0 | Carbón |  | 2141 | 0 | 0 | 0 | 0 | 0 | 0 | 0 | 0 | 0 | 0 | 0 | TransAlta | 201606
Canadá | La Grande-2-A | Hydro-Québec | Hydro-Québec | 53.781 | -77.5315 | La Grande |  | Quebec |  |  | 2106 | 2106 | Hidroeléctrica | Hidroeléctrica | 0 | 0 | 0 | 0 | 2106 | 0 | 0 | 0 | 0 | 0 | 0 | 0 | Hydro Québec | 201601
Canadá | Beauharnois | Hydro-Québec | Hydro-Québec | 45.3141 | -73.9088 | Fleuve Saint-Laurent |  | Quebec |  |  | 1853 | 1853 | Hidroeléctrica | Hidroeléctrica | 0 | 0 | 0 | 0 | 1853 | 0 | 0 | 0 | 0 | 0 | 0 | 0 | Hydro Québec | 201601
Canadá | Mica | BC Hydro | BC Hydro | 52.0759 | -118.5705 | Columbia River |  | British Columbia |  |  | 1805 | 1805 | Hidroeléctrica | Hidroeléctrica | 0 | 0 | 0 | 0 | 1805 | 0 | 0 | 0 | 0 | 0 | 0 | 0 | BC Hydro | 201606
Canadá | Manic-5 | Hydro-Québec | Hydro-Québec | 50.6402 | -68.7264 | Manicouagan |  | Quebec |  |  | 1596 | 1596 | Hidroeléctrica | Hidroeléctrica | 0 | 0 | 0 | 0 | 1596 | 0 | 0 | 0 | 0 | 0 | 0 | 0 | Hydro Québec | 201601
Canadá | Sir Adam Beck 2 |  | Ontario Power Generation Inc | 43.1456 | -79.0436 | Niagara Falls |  | Ontario |  |  | 1499 | 1499 | Hidroeléctrica | Hidroeléctrica | 0 | 0 | 0 | 0 | 1499 | 0 | 0 | 0 | 0 | 0 | 0 | 0 | OPG | 201606
Canadá | La Grande-1 | Hydro-Québec | Hydro-Québec | 53.7323 | -78.5712 | La Grande |  | Quebec |  |  | 1436 | 1436 | Hidroeléctrica | Hidroeléctrica | 0 | 0 | 0 | 0 | 1436 | 0 | 0 | 0 | 0 | 0 | 0 | 0 | Hydro Québec | 201601
Canadá | Genesee | Capital Power & TransAlta | Capital Power & TransAlta | 53.3446 | -114.3049 | Genesee |  | Alberta | T0C 2T0 |  | 1376 | 0 | Carbón |  | 1376 | 0 | 0 | 0 | 0 | 0 | 0 | 0 | 0 | 0 | 0 | 0 | Capital Power / TransAlta | 201606
Canadá | Limestone |  | Manitoba Hydro | 56.5075 | -94.1097 | Gillam |  | Manitoba |  |  | 1340 | 1340 | Hidroeléctrica | Hidroeléctrica | 0 | 0 | 0 | 0 | 1340 | 0 | 0 | 0 | 0 | 0 | 0 | 0 | MB Hydro | 201606
Canadá | René-Lévesque (Manic-3) | Hydro-Québec | Hydro-Québec | 49.7408 | -68.5945 | Manicouagan |  | Quebec |  |  | 1326 | 1326 | Hidroeléctrica | Hidroeléctrica | 0 | 0 | 0 | 0 | 1326 | 0 | 0 | 0 | 0 | 0 | 0 | 0 | Hydro Québec | 201601
Canadá | Keephills | Capital Power (50%) / TransAlta (50%) | Capital Power (50%) / TransAlta (50%) | 53.4487 | -114.4501 | Wabamun |  | Alberta | T0E 2Y0 | Range Rd 40 | 1285 | 0 | Carbón |  | 1285 | 0 | 0 | 0 | 0 | 0 | 0 | 0 | 0 | 0 | 0 | 0 | TransAlta | 201606
Canadá | Jean-Lesage (Manic-2) | Hydro-Québec | Hydro-Québec | 49.3213 | -68.3467 | Manicouagan |  | Quebec |  |  | 1229 | 1229 | Hidroeléctrica | Hidroeléctrica | 0 | 0 | 0 | 0 | 1229 | 0 | 0 | 0 | 0 | 0 | 0 | 0 | Hydro Québec | 201601
Canadá | Kettle |  | Manitoba Hydro | 56.3817 | -94.6346 | Gillam |  | Manitoba |  |  | 1220 | 1220 | Hidroeléctrica | Hidroeléctrica | 0 | 0 | 0 | 0 | 1220 | 0 | 0 | 0 | 0 | 0 | 0 | 0 | MB Hydro | 201606
Canadá | Bersimis-1 | Hydro-Québec | Hydro-Québec | 49.2947 | -69.5514 | Betsiamites |  | Quebec |  |  | 1178 | 1178 | Hidroeléctrica | Hidroeléctrica | 0 | 0 | 0 | 0 | 1178 | 0 | 0 | 0 | 0 | 0 | 0 | 0 | Hydro Québec | 201601
Canadá | Pickering A |  | Ontario Power Generation Inc | 43.8107 | -79.0689 | Pickering |  | Ontario |  |  | 1084 | 0 | Nuclear |  | 0 | 0 | 0 | 0 | 0 | 0 | 1084 | 0 | 0 | 0 | 0 | 0 | CANDU.org | 201606
Canadá | Manic-5-PA | Hydro-Québec | Hydro-Québec | 50.6402 | -68.7304 | Manicouagan |  | Quebec |  |  | 1064 | 1064 | Hidroeléctrica | Hidroeléctrica | 0 | 0 | 0 | 0 | 1064 | 0 | 0 | 0 | 0 | 0 | 0 | 0 | Hydro Québec | 201601
Canadá | Robert H Saunders |  | Ontario Power Generation Inc | 45.0064 | -74.795 | Cornwall |  | Ontario |  |  | 1045 | 1045 | Hidroeléctrica | Hidroeléctrica | 0 | 0 | 0 | 0 | 1045 | 0 | 0 | 0 | 0 | 0 | 0 | 0 | OPG | 201606
Canadá | Outardes-3 | Hydro-Québec | Hydro-Québec | 49.5579 | -68.7237 | Aux Outardes |  | Quebec |  |  | 1026 | 1026 | Hidroeléctrica | Hidroeléctrica | 0 | 0 | 0 | 0 | 1026 | 0 | 0 | 0 | 0 | 0 | 0 | 0 | Hydro Québec | 201601
Canadá | Long Spruce |  | Manitoba Hydro | 56.3978 | -94.3687 | Gillam |  | Manitoba |  |  | 1010 | 1010 | Hidroeléctrica | Hidroeléctrica | 0 | 0 | 0 | 0 | 1010 | 0 | 0 | 0 | 0 | 0 | 0 | 0 | MB Hydro | 201606
Canadá | Greenfield Energy Centre | Greenfield Energy Centre LP | Greenfield Energy Centre LP | 42.7701 | -82.4528 | Courtright |  | Ontario | N0N 1H0 | 140 Bickford Line | 1005 | 0 | Gas natural |  | 0 | 1005 | 0 | 0 | 0 | 0 | 0 | 0 | 0 | 0 | 0 | 0 | IESO Electricity Contracts | 201606
Canadá | Kemano |  | Alcan Primary Metal | 53.5632 | -127.9426 | Kemano |  | British Columbia |  |  | 1000 | 1000 | Hidroeléctrica | Hidroeléctrica | 0 | 0 | 0 | 0 | 1000 | 0 | 0 | 0 | 0 | 0 | 0 | 0 | BCUC | 201512
Canadá | Coleson Cove |  | New Brunswick Power Corporation | 45.1538 | -66.2023 |  |  | New Brunswick |  |  | 978 | 0 | Petróleo |  | 0 | 0 | 978 | 0 | 0 | 0 | 0 | 0 | 0 | 0 | 0 | 0 |  | 201512
Canadá | Shipshaw | Groupe Alcan, Métal Primaire | Groupe Alcan, Métal Primaire | 48.4484 | -71.2148 | Saint Charles de Bourget |  | Quebec |  |  | 959.1 | 959.1 | Hidroeléctrica | Hidroeléctrica | 0 | 0 | 0 | 0 | 959.1 | 0 | 0 | 0 | 0 | 0 | 0 | 0 | MERN | 201606
Canadá | Burrard | BC Hydro | BC Hydro | 49.2988 | -122.8906 | Port Moody |  | British Columbia |  |  | 950 | 0 | Gas natural |  | 0 | 950 | 0 | 0 | 0 | 0 | 0 | 0 | 0 | 0 | 0 | 0 | BC Hydro | 201606
Canadá | Sainte-Marguerite-3 | Hydroelectric | Hydro-Québec | 50.7128 | -66.7814 | Sainte-Marguerite |  | Quebec |  |  | 882 | 882 | Hidroeléctrica | Hidroeléctrica | 0 | 0 | 0 | 0 | 882 | 0 | 0 | 0 | 0 | 0 | 0 | 0 | Hydro Québec | 201601
Canadá | Laforge-1 | Hydro-Québec | Hydro-Québec | 54.1693 | -72.6146 | La Grande |  | Quebec |  |  | 878 | 878 | Hidroeléctrica | Hidroeléctrica | 0 | 0 | 0 | 0 | 878 | 0 | 0 | 0 | 0 | 0 | 0 | 0 | Hydro Québec | 201601
Canadá | Shepard | Enmax | Enmax | 50.9713 | -113.8858 | Calgary |  | Alberta |  | 9500 100 St SE | 873 | 0 | Gas natural |  | 0 | 873 | 0 | 0 | 0 | 0 | 0 | 0 | 0 | 0 | 0 | 0 | Alberta Energy | 201606
Canadá | Bersimis-2 | Hydro-Québec | Hydro-Québec | 49.1754 | -69.2263 | Betsiamites |  | Quebec |  |  | 869 | 869 | Hidroeléctrica | Hidroeléctrica | 0 | 0 | 0 | 0 | 869 | 0 | 0 | 0 | 0 | 0 | 0 | 0 | Hydro Québec | 201601
Canadá | Chute-des-Passes | Rio Tinto Alcan | Rio Tinto Alcan | 49.8374 | -71.1665 | Mont Valin |  | Quebec |  |  | 854.4 | 854.4 | Hidroeléctrica | Hidroeléctrica | 0 | 0 | 0 | 0 | 854.4 | 0 | 0 | 0 | 0 | 0 | 0 | 0 | MERN | 201606
Canadá | Goreway | Goreway Station Partnership | Goreway Station Partnership | 43.7465 | -79.6799 | Brampton |  | Ontario | L6T 0A8 | 8600 Goreway Dr | 839.1 | 0 | Gas natural |  | 0 | 839.1 | 0 | 0 | 0 | 0 | 0 | 0 | 0 | 0 | 0 | 0 | IESO Electricity Contracts | 201606
Canadá | Seven Mile | BC Hydro | BC Hydro | 49.0302 | -117.5041 | Pend D'Oreille River |  | British Columbia |  |  | 805 | 805 | Hidroeléctrica | Hidroeléctrica | 0 | 0 | 0 | 0 | 805 | 0 | 0 | 0 | 0 | 0 | 0 | 0 | BC Hydro | 201606
Canadá | Outardes-4 | Hydro-Québec | Hydro-Québec | 49.7037 | -68.9038 | Aux Outardes |  | Quebec |  |  | 785 | 785 | Hidroeléctrica | Hidroeléctrica | 0 | 0 | 0 | 0 | 785 | 0 | 0 | 0 | 0 | 0 | 0 | 0 | Hydro Québec | 201601
Canadá | Sheerness | ATCO Power | ATCO Power | 51.4426 | -111.7919 | Hanna |  | Alberta | T0J 3J0 | Township Rd 290 | 816 | 0 | Carbón |  | 816 | 0 | 0 | 0 | 0 | 0 | 0 | 0 | 0 | 0 | 0 | 0 | ATCO Power | 201606
Canadá | Waneta | BC Hydro (33%) | Teck Metals Ltd. | 49.0041 | -117.6129 | Pend D'Oreille River |  | British Columbia |  |  | 770 | 770 | Hidroeléctrica | Hidroeléctrica | 0 | 0 | 0 | 0 | 770 | 0 | 0 | 0 | 0 | 0 | 0 | 0 | BC Hydro | 201512
Canadá | Eastmain-1-A | Hydro-Québec | Hydro-Québec | 52.1793 | -76.0418 | La Grande |  | Quebec |  |  | 768 | 768 | Hidroeléctrica | Hidroeléctrica | 0 | 0 | 0 | 0 | 768 | 0 | 0 | 0 | 0 | 0 | 0 | 0 | Hydro Québec | 201601
Canadá | Carillon | Hydro-Québec | Hydro-Québec | 45.5687 | -74.383 | Outaouais |  | Quebec |  |  | 753 | 753 | Hidroeléctrica | Hidroeléctrica | 0 | 0 | 0 | 0 | 753 | 0 | 0 | 0 | 0 | 0 | 0 | 0 | Hydro Québec | 201601
Canadá | Point Lepreau |  | New Brunswick Power Corporation | 45.0686 | -66.4543 |  |  | New Brunswick |  |  | 705 | 0 | Nuclear |  | 0 | 0 | 0 | 0 | 0 | 0 | 705 | 0 | 0 | 0 | 0 | 0 | NB Power | 201606
Canadá | Peace Canyon | BC Hydro | BC Hydro | 55.9826 | -121.995 | Peace River |  | British Columbia |  |  | 694 | 694 | Hidroeléctrica | Hidroeléctrica | 0 | 0 | 0 | 0 | 694 | 0 | 0 | 0 | 0 | 0 | 0 | 0 | BC Hydro | 201606
Canadá | Battle River |  | ATCO Electric Ltd. | 52.4685 | -112.1339 | Paintearth County No. 18 |  | Alberta |  | Hwy 855 | 689 | 0 | Carbón |  | 689 | 0 | 0 | 0 | 0 | 0 | 0 | 0 | 0 | 0 | 0 | 0 | ATCO Power | 201512
Canadá | Boundary Dam | Saskatchewan Power Corporation | Saskatchewan Power Corporation | 49.0961 | -103.0305 | Bienfait |  | Saskatchewan | S0C 0M0 |  | 672 | 0 | Carbón |  | 672 | 0 | 0 | 0 | 0 | 0 | 0 | 0 | 0 | 0 | 0 | 0 | SaskPower | 201512
Canadá | Mactaquac |  | Nb Power Corporation | 45.9551 | -66.8665 | St John River |  | New Brunswick |  |  | 668 | 668 | Hidroeléctrica | Hidroeléctrica | 0 | 0 | 0 | 0 | 668 | 0 | 0 | 0 | 0 | 0 | 0 | 0 | NB Power | 201512
Canadá | Halton Hills | TransCanada Corporation | TransCanada Corporation | 43.5613 | -79.8447 | Halton Hills |  | Ontario |  | 401 Industrial Corridor | 641.5 | 0 | Gas natural |  | 0 | 641.5 | 0 | 0 | 0 | 0 | 0 | 0 | 0 | 0 | 0 | 0 | IESO Electricity Contracts | 201606
Canadá | Romaine-2 | Hydro-Québec | Hydro-Québec | 50.6246 | -63.1941 | Romaine |  | Quebec |  |  | 640 | 640 | Hidroeléctrica | Hidroeléctrica | 0 | 0 | 0 | 0 | 640 | 0 | 0 | 0 | 0 | 0 | 0 | 0 | Hydro Québec | 201601
Canadá | Bay D'espoir |  | Newfoundland Labrador Hydroelectric Corporation (Nalcor Energy) | 47.9901 | -55.7997 | Victoria and White Bear River |  | Newfoundland and Labrador |  |  | 628 | 628 | Hidroeléctrica | Hidroeléctrica | 0 | 0 | 0 | 0 | 628 | 0 | 0 | 0 | 0 | 0 | 0 | 0 | NL Hydro | 201512
Canadá | Lingan |  | Nova Scotia Power Inc | 46.2358 | -60.039 | Lingan |  | Nova Scotia | B1H 5E6 | 2599 Hinchey Ave | 620 | 0 | Carbón |  | 620 | 0 | 0 | 0 | 0 | 0 | 0 | 0 | 0 | 0 | 0 | 0 | NSPower | 201512
Canadá | Poplar River | Saskatchewan Power Corporation | Saskatchewan Power Corporation | 49.0579 | -105.4851 | Coronach |  | Saskatchewan | S0H 0Z0 |  | 582 | 0 | Carbón |  | 582 | 0 | 0 | 0 | 0 | 0 | 0 | 0 | 0 | 0 | 0 | 0 | SaskPower | 201512
Canadá | St. Clair | St. Clair Power LP | St. Clair Power LP | 42.8973 | -82.3984 | St. Clair Township |  | Ontario | N0N 1G0 | 790 Petrolia Line | 577 | 0 | Gas natural |  | 0 | 577 | 0 | 0 | 0 | 0 | 0 | 0 | 0 | 0 | 0 | 0 | IESO Electricity Contracts | 201606
Canadá | Kootenay Canal | BC Hydro | BC Hydro | 49.4533 | -117.5179 | Kootenay River |  | British Columbia |  |  | 570 | 570 | Hidroeléctrica | Hidroeléctrica | 0 | 0 | 0 | 0 | 570 | 0 | 0 | 0 | 0 | 0 | 0 | 0 | BC Hydro | 201606
Canadá | Bécancour | TransCanada Energy Ltd. | TransCanada Québec Inc. | 46.3675 | -72.4037 | Bécancour |  | Quebec |  |  | 550 | 0 | Gas natural |  | 0 | 550 | 0 | 0 | 0 | 0 | 0 | 0 | 0 | 0 | 0 | 0 | TransCanada | 201512
Canadá | Portlands | Portlands Energy Centre LP | Portlands Energy Centre LP | 43.6495 | -79.3311 | Toronto |  | Ontario | M4M 3B9 | 470 Unwin Ave | 550 | 0 | Gas natural |  | 0 | 550 | 0 | 0 | 0 | 0 | 0 | 0 | 0 | 0 | 0 | 0 | IESO Electricity Contracts | 201606
Canadá | Brighton Beach | Shell Energy North America (Canada) Inc. | Shell Energy North America (Canada) Inc. | 42.2798 | -83.0946 | Windsor |  | Ontario |  |  | 541.3 | 0 | Gas natural |  | 0 | 541.3 | 0 | 0 | 0 | 0 | 0 | 0 | 0 | 0 | 0 | 0 | IESO Electricity Contracts | 201606
Canadá | Toulnustouc | Hydro-Québec | Hydro-Québec | 49.9705 | -68.1591 | Manicouagan |  | Quebec |  |  | 526 | 526 | Hidroeléctrica | Hidroeléctrica | 0 | 0 | 0 | 0 | 526 | 0 | 0 | 0 | 0 | 0 | 0 | 0 | Hydro Québec | 201601
Canadá | Outardes-2 | Hydro-Québec | Hydro-Québec | 49.1448 | -68.3894 | Aux Outardes |  | Quebec |  |  | 523 | 523 | Hidroeléctrica | Hidroeléctrica | 0 | 0 | 0 | 0 | 523 | 0 | 0 | 0 | 0 | 0 | 0 | 0 | Hydro Québec | 201601
Canadá | Holyrood |  | Newfoundland Labrador Hydroelectric Corporation (Nalcor Energy) | 47.4532 | -53.0976 |  |  | Newfoundland and Labrador |  |  | 490 | 0 | Petróleo |  | 0 | 0 | 490 | 0 | 0 | 0 | 0 | 0 | 0 | 0 | 0 | 0 | Statistics Canada | 2000
Canadá | Eastmain-1 | Hydro-Québec | Hydro-Québec | 52.1818 | -76.051 | La Grande |  | Quebec |  |  | 480 | 480 | Hidroeléctrica | Hidroeléctrica | 0 | 0 | 0 | 0 | 480 | 0 | 0 | 0 | 0 | 0 | 0 | 0 | Hydro Québec | 201601
Canadá | Joffre | ATCO / Nova / Capital Power | ATCO / Nova / Capital Power | 52.3078 | -113.5468 | Joffre |  | Alberta |  |  | 480 | 0 | Gas natural |  | 0 | 480 | 0 | 0 | 0 | 0 | 0 | 0 | 0 | 0 | 0 | 0 | Alberta Energy | 201606
Canadá | Grand Rapids |  | Manitoba Hydro | 53.1588 | -99.2828 | Grand Rapids |  | Manitoba |  |  | 479 | 479 | Hidroeléctrica | Hidroeléctrica | 0 | 0 | 0 | 0 | 479 | 0 | 0 | 0 | 0 | 0 | 0 | 0 | MB Hydro | 201606
Canadá | Brisay | Hydro-Québec | Hydro-Québec | 54.4491 | -70.5121 | La Grande |  | Quebec |  |  | 469 | 469 | Hidroeléctrica | Hidroeléctrica | 0 | 0 | 0 | 0 | 469 | 0 | 0 | 0 | 0 | 0 | 0 | 0 | Hydro Québec | 201601
Canadá | Belledune |  | New Brunswick Power Corporation | 47.9073 | -65.863 | Belledune |  | New Brunswick | E8G 2M4 | 1558 Main Street | 490 | 0 | Carbón |  | 490 | 0 | 0 | 0 | 0 | 0 | 0 | 0 | 0 | 0 | 0 | 0 | NBPower | 201512
Canadá | Isle-Maligne | Groupe Alcan, Métal Primaire | Groupe Alcan, Métal Primaire | 48.5771 | -71.6347 | Alma |  | Quebec |  |  | 463.8 | 463.8 | Hidroeléctrica | Hidroeléctrica | 0 | 0 | 0 | 0 | 463.8 | 0 | 0 | 0 | 0 | 0 | 0 | 0 | MERN | 201606
Canadá | York Energy Centre | York Energy Centre LP | York Energy Centre LP | 44.0757 | -79.5309 | Township Of King |  | Ontario |  |  | 456 | 0 | Gas natural |  | 0 | 456 | 0 | 0 | 0 | 0 | 0 | 0 | 0 | 0 | 0 | 0 | IESO Electricity Contracts | 201606
Canadá | TransAlta Sarnia Cogeneration | TransAlta Energy Corporation | TransAlta Energy Corporation | 42.9346 | -82.4381 | Sarnia |  | Ontario | N7T 7Y2 | 1475 Vidal St S | 444 | 0 | Gas natural |  | 0 | 444 | 0 | 0 | 0 | 0 | 0 | 0 | 0 | 0 | 0 | 0 | IESO Electricity Contracts | 201606
Canadá | Sir Adam Beck 1 |  | Ontario Power Generation Inc | 43.1492 | -79.0443 | Niagara Falls |  | Ontario |  |  | 437 | 437 | Hidroeléctrica | Hidroeléctrica | 0 | 0 | 0 | 0 | 437 | 0 | 0 | 0 | 0 | 0 | 0 | 0 | OPG | 201606
Canadá | Queen Elizabeth | Saskatchewan Power Corporation | Saskatchewan Power Corporation | 52.0944 | -106.705 | Vanscoy |  | Saskatchewan |  |  | 430 | 0 | Gas natural |  | 0 | 430 | 0 | 0 | 0 | 0 | 0 | 0 | 0 | 0 | 0 | 0 | SaskPower | 201512
Canadá | Des-Joachims | Ontario Power Generation | Ontario Power Generation | 46.1827 | -77.697 | Laurentian Hills |  | Ontario |  |  | 429 | 429 | Hidroeléctrica | Hidroeléctrica | 0 | 0 | 0 | 0 | 429 | 0 | 0 | 0 | 0 | 0 | 0 | 0 | OPG | 201606
Canadá | Bécancour (HQ) | Hydro-Québec | Hydro-Québec | 46.3919 | -72.3523 | Bécancour |  | Quebec |  |  | 411 | 0 | Gas natural |  | 0 | 411 | 0 | 0 | 0 | 0 | 0 | 0 | 0 | 0 | 0 | 0 |  | 201512
Canadá | Millbank |  | New Brunswick Power Corporation | 47.0738 | -65.4552 |  |  | New Brunswick |  |  | 397 | 0 | Petróleo |  | 0 | 0 | 397 | 0 | 0 | 0 | 0 | 0 | 0 | 0 | 0 | 0 |  | 201512
Canadá | Péribonka | Hydro-Québec | Hydro-Québec | 49.5077 | -71.1824 | Péribonka |  | Quebec |  |  | 385 | 385 | Hidroeléctrica | Hidroeléctrica | 0 | 0 | 0 | 0 | 385 | 0 | 0 | 0 | 0 | 0 | 0 | 0 | Hydro Québec | 201601
Canadá | Trenton |  | Nova Scotia Power Inc | 45.6211 | -62.6481 | Trenten |  | Nova Scotia | B0K 1X0 | 108 Power Plant Rd | 307 | 0 | Carbón |  | 307 | 0 | 0 | 0 | 0 | 0 | 0 | 0 | 0 | 0 | 0 | 0 | NSPower | 201512
Canadá | Poplar Creek | TransAlta | TransAlta | 57.008 | -111.4868 | Fort McMurray |  | Alberta |  |  | 360 | 0 | Gas natural |  | 0 | 360 | 0 | 0 | 0 | 0 | 0 | 0 | 0 | 0 | 0 | 0 | Alberta Energy | 201606
Canadá | Brazeau | TransAlta | TransAlta | 52.9101 | -115.3754 | Drayton Valley |  | Alberta |  |  | 355 | 355 | Hidroeléctrica | Hidroeléctrica | 0 | 0 | 0 | 0 | 355 | 0 | 0 | 0 | 0 | 0 | 0 | 0 | TransAlta | 201512
Canadá | Tufts Cove 1 |  | Nova Scotia Power Inc | 44.6764 | -63.5961 |  |  | Nova Scotia |  |  | 350 | 0 | Petróleo |  | 0 | 0 | 350 | 0 | 0 | 0 | 0 | 0 | 0 | 0 | 0 | 0 | Statistics Canada | 2000
Canadá | Abitibi Canyon |  | Ontario Power Generation Inc | 49.8817 | -81.5666 | Cochrane |  | Ontario |  |  | 349 | 349 | Hidroeléctrica | Hidroeléctrica | 0 | 0 | 0 | 0 | 349 | 0 | 0 | 0 | 0 | 0 | 0 | 0 | OPG | 201606
Canadá | Laforge-2 | Hydro-Québec | Hydro-Québec | 54.5909 | -71.2787 | La Grande |  | Quebec |  |  | 319 | 319 | Hidroeléctrica | Hidroeléctrica | 0 | 0 | 0 | 0 | 319 | 0 | 0 | 0 | 0 | 0 | 0 | 0 | Hydro Québec | 201601
Canadá | Shand | Saskatchewan Power Corporation | Saskatchewan Power Corporation | 49.0751 | -102.8641 | Estevan |  | Saskatchewan |  |  | 276 | 0 | Carbón |  | 276 | 0 | 0 | 0 | 0 | 0 | 0 | 0 | 0 | 0 | 0 | 0 | SaskPower | 201512
Canadá | Chute-du-Diable | Rio Tinto Alcan | Rio Tinto Alcan | 48.7807 | -71.6974 | Sainte Monique |  | Quebec |  |  | 305.8 | 305.8 | Hidroeléctrica | Hidroeléctrica | 0 | 0 | 0 | 0 | 305.8 | 0 | 0 | 0 | 0 | 0 | 0 | 0 | MERN | 201606
Canadá | Thorold CGS | Thorold Cogen LP | Thorold Cogen LP | 43.1071 | -79.1983 | Thorold |  | Ontario |  |  | 305 | 0 | Gas natural |  | 0 | 305 | 0 | 0 | 0 | 0 | 0 | 0 | 0 | 0 | 0 | 0 | IESO Electricity Contracts | 201606
Canadá | Trenche | Hydro-Québec | Hydro-Québec | 47.7521 | -72.8783 | Saint-Maurice |  | Quebec |  |  | 302 | 302 | Hidroeléctrica | Hidroeléctrica | 0 | 0 | 0 | 0 | 302 | 0 | 0 | 0 | 0 | 0 | 0 | 0 | Hydro Québec | 201601
Canadá | Calgary Energy Centre | Calpine | Calpine | 51.1805 | -113.9373 | Calgary |  | Alberta |  |  | 300 | 0 | Gas natural |  | 0 | 300 | 0 | 0 | 0 | 0 | 0 | 0 | 0 | 0 | 0 | 0 | Alberta Energy | 201606
Canadá | Lac-Alfred | Enbridge (67.5%) / Edf Energies Nouvelles (20%) / Mrc of La Mitis & Matapedia (12.5%) |  | 48.4194 | -67.7137 | Ste-Irène / La Rédemption / St-Zénon-Lac-Humqui / St-Cléophas / TNO du Lac Alfred / TNO du Lac-à-la- |  | Quebec |  |  | 300 | 300 | Eólica | Eólica | 0 | 0 | 0 | 0 | 0 | 0 | 0 | 0 | 300 | 0 | 0 | 0 | CanWEA | 201512
Canadá | Blackspring Ridge | Edf/Enbridge | Edf/Enbridge | 50.1525 | -112.8226 | Carmangay |  | Alberta |  |  | 298.8 | 298.8 | Eólica | Eólica | 0 | 0 | 0 | 0 | 0 | 0 | 0 | 0 | 298.8 | 0 | 0 | 0 | CanWEA | 201512
Canadá | Bridge River 2 |  |  | 50.7231 | -122.2434 | Bridge River |  | British Columbia |  |  | 298 | 298 | Hidroeléctrica | Hidroeléctrica | 0 | 0 | 0 | 0 | 298 | 0 | 0 | 0 | 0 | 0 | 0 | 0 | BC Hydro | 201606
Canadá | La Tuque | Hydro-Québec | Hydro-Québec | 47.4446 | -72.7987 | Saint-Maurice |  | Quebec |  |  | 294 | 294 | Hidroeléctrica | Hidroeléctrica | 0 | 0 | 0 | 0 | 294 | 0 | 0 | 0 | 0 | 0 | 0 | 0 | Hydro Québec | 201601
Canadá | Bayside Power | Emera Energy | Emera Energy | 45.2753 | -66.0263 | St John |  | New Brunswick |  |  | 290 | 0 | Gas natural |  | 0 | 290 | 0 | 0 | 0 | 0 | 0 | 0 | 0 | 0 | 0 | 0 |  | 201512
Canadá | E B Campbell | Saskatchewan Power Corporation | Saskatchewan Power Corporation | 53.689 | -103.3475 | Saskatchewan River |  | Saskatchewan |  |  | 289 | 289 | Hidroeléctrica | Hidroeléctrica | 0 | 0 | 0 | 0 | 289 | 0 | 0 | 0 | 0 | 0 | 0 | 0 | SaskPower | 201512
Canadá | Point Aconi |  | Nova Scotia Power Inc | 46.3216 | -60.3295 |  |  | Nova Scotia | B1Y 2A6 | 1800 Prince Mine Road | 171 | 0 | Carbón |  | 171 | 0 | 0 | 0 | 0 | 0 | 0 | 0 | 0 | 0 | 0 | 0 | NSPower | 201512
Canadá | Island Generation | Capital Power | Capital Power | 50.0694 | -125.2815 | Campbell River |  | British Columbia |  | 4400 Orange Point Road | 275 | 0 | Gas natural |  | 0 | 275 | 0 | 0 | 0 | 0 | 0 | 0 | 0 | 0 | 0 | 0 | Capital Power | 201512
Canadá | Lower Notch |  | Ontario Power Generation Inc | 47.1389 | -79.4541 | Cobalt |  | Ontario |  |  | 274 | 274 | Hidroeléctrica | Hidroeléctrica | 0 | 0 | 0 | 0 | 274 | 0 | 0 | 0 | 0 | 0 | 0 | 0 | OPG | 201606
Canadá | Beaumont | Hydro-Québec | Hydro-Québec | 47.5561 | -72.8362 | Saint-Maurice |  | Quebec |  |  | 270 | 270 | Hidroeléctrica | Hidroeléctrica | 0 | 0 | 0 | 0 | 270 | 0 | 0 | 0 | 0 | 0 | 0 | 0 | Hydro Québec | 201601
Canadá | K2 Wind |  |  | 43.9373 | -81.6399 |  |  | Ontario |  |  | 270 | 270 | Eólica | Eólica | 0 | 0 | 0 | 0 | 0 | 0 | 0 | 0 | 270 | 0 | 0 | 0 | CanWEA | 201512
Canadá | Romaine-1 |  |  | 50.3854 | -63.2607 | Romaine |  | Quebec |  |  | 270 | 270 | Hidroeléctrica | Hidroeléctrica | 0 | 0 | 0 | 0 | 270 | 0 | 0 | 0 | 0 | 0 | 0 | 0 | Hydro Québec | 201601
Canadá | South Kent |  | Samsung / Pattern Energy | 42.3495 | -82.1071 | Charing Cross |  | Ontario |  |  | 270 | 270 | Eólica | Eólica | 0 | 0 | 0 | 0 | 0 | 0 | 0 | 0 | 270 | 0 | 0 | 0 | CanWEA | 201512
Canadá | Smoky Falls | Ontario Power Generation | Ontario Power Generation | 50.0609 | -82.1609 | Harmon Township |  | Ontario |  |  | 267 | 267 | Hidroeléctrica | Hidroeléctrica | 0 | 0 | 0 | 0 | 267 | 0 | 0 | 0 | 0 | 0 | 0 | 0 | OPG | 201606
Canadá | Brilliant | Columbia Basin Trust (50%) | Fortisbc | 49.3249 | -117.6207 | Kootenay River |  | British Columbia |  |  | 260 | 260 | Hidroeléctrica | Hidroeléctrica | 0 | 0 | 0 | 0 | 260 | 0 | 0 | 0 | 0 | 0 | 0 | 0 | Columbia Power | 201512
Canadá | North Battleford | Saskatchewan Power Corporation | Saskatchewan Power Corporation | 52.6832 | -108.1715 | North Battleford |  | Saskatchewan |  |  | 260 | 0 | Gas natural |  | 0 | 260 | 0 | 0 | 0 | 0 | 0 | 0 | 0 | 0 | 0 | 0 | SaskPower | 201512
Canadá | Chute-à-la-Savane | Rio Tinto Alcan | Rio Tinto Alcan | 48.7536 | -71.8395 | Sainte Monique |  | Quebec |  |  | 258 | 258 | Hidroeléctrica | Hidroeléctrica | 0 | 0 | 0 | 0 | 258 | 0 | 0 | 0 | 0 | 0 | 0 | 0 | MERN | 201606
Canadá | Nipawin | Saskatchewan Power Corporation | Saskatchewan Power Corporation | 53.321 | -104.0431 | Codette |  | Saskatchewan |  |  | 255 | 255 | Hidroeléctrica | Hidroeléctrica | 0 | 0 | 0 | 0 | 255 | 0 | 0 | 0 | 0 | 0 | 0 | 0 | SaskPower | 201512
Canadá | Clover Bar | Capital Power | Capital Power | 53.5871 | -113.3652 | Edmonton |  | Alberta |  |  | 250 | 0 | Gas natural |  | 0 | 250 | 0 | 0 | 0 | 0 | 0 | 0 | 0 | 0 | 0 | 0 | Alberta Energy | 201606
Canadá | Kelsey |  | Manitoba Hydro | 56.0405 | -96.5379 | Kelsey |  | Manitoba |  |  | 250 | 250 | Hidroeléctrica | Hidroeléctrica | 0 | 0 | 0 | 0 | 250 | 0 | 0 | 0 | 0 | 0 | 0 | 0 | MB Hydro | 201606
Canadá | Otto Holden | Ontario Power Generation | Ontario Power Generation | 46.3784 | -78.7276 | Mattawan |  | Ontario |  |  | 243 | 243 | Hidroeléctrica | Hidroeléctrica | 0 | 0 | 0 | 0 | 243 | 0 | 0 | 0 | 0 | 0 | 0 | 0 | OPG | 201606
Canadá | Wells | Brookfield | Brookfield | 46.4313 | -83.386 | Wharnclife |  | Ontario |  |  | 239 | 239 | Hidroeléctrica | Hidroeléctrica | 0 | 0 | 0 | 0 | 239 | 0 | 0 | 0 | 0 | 0 | 0 | 0 | IESO Electricity Contracts | 201606
Canadá | McCormick | Société en Commandite Hydroélectrique Manicouagan | Société en Commandite Hydroélectrique Manicouagan | 49.193 | -68.3268 | Manicouagan |  | Quebec |  |  | 235 | 235 | Hidroeléctrica | Hidroeléctrica | 0 | 0 | 0 | 0 | 235 | 0 | 0 | 0 | 0 | 0 | 0 | 0 | Hydro Québec | 201601
Canadá | Kipling | Ontario Power Generation | Ontario Power Generation | 50.1449 | -82.2086 | Harmon Township |  | Ontario |  |  | 232 | 232 | Hidroeléctrica | Hidroeléctrica | 0 | 0 | 0 | 0 | 232 | 0 | 0 | 0 | 0 | 0 | 0 | 0 | OPG | 201606
Canadá | Rocher-de-Grand-Mère | Hydroelectric | Hydro-Québec | 46.6139 | -72.6751 | Saint-Maurice |  | Quebec |  |  | 230 | 230 | Hidroeléctrica | Hidroeléctrica | 0 | 0 | 0 | 0 | 230 | 0 | 0 | 0 | 0 | 0 | 0 | 0 | Hydro Québec | 201601
Canadá | Wreck Cove |  | Nova Scotia Power Inc | 46.5314 | -60.4402 | Cheticamp River |  | Nova Scotia |  |  | 230 | 230 | Hidroeléctrica | Hidroeléctrica | 0 | 0 | 0 | 0 | 230 | 0 | 0 | 0 | 0 | 0 | 0 | 0 | Nova Scotia Power | 201512
Canadá | Cory Cogeneration | Saskpower (50%) / ATCO Power (50%) | Saskatchewan Power Corporation | 52.0927 | -106.8533 | Saskatoon |  | Saskatchewan |  |  | 228 | 0 | Gas natural |  | 0 | 228 | 0 | 0 | 0 | 0 | 0 | 0 | 0 | 0 | 0 | 0 | ATCO Power | 201512
Canadá | Paugan | Hydro-Québec | Hydro-Québec | 45.8097 | -75.9309 | Outaouais |  | Quebec |  |  | 226 | 226 | Hidroeléctrica | Hidroeléctrica | 0 | 0 | 0 | 0 | 226 | 0 | 0 | 0 | 0 | 0 | 0 | 0 | Hydro Québec | 201601
Canadá | Twin Falls (Iron Ore) |  | Iron Ore Co. of Canada | 53.4963 | -64.5158 |  |  | Newfoundland and Labrador |  |  | 225 | 225 | Hidroeléctrica | Hidroeléctrica | 0 | 0 | 0 | 0 | 225 | 0 | 0 | 0 | 0 | 0 | 0 | 0 | CIEEDAC | 201512
Canadá | Chute-à-Caron | Groupe Alcan, Métal Primaire | Groupe Alcan, Métal Primaire | 48.4506 | -71.2536 | Jonquiere |  | Quebec |  |  | 224 | 224 | Hidroeléctrica | Hidroeléctrica | 0 | 0 | 0 | 0 | 224 | 0 | 0 | 0 | 0 | 0 | 0 | 0 | MERN | 201606
Canadá | Harmon | Ontario Power Generation | Ontario Power Generation | 50.1112 | -82.2081 | Harmon Township |  | Ontario |  |  | 220 | 220 | Hidroeléctrica | Hidroeléctrica | 0 | 0 | 0 | 0 | 220 | 0 | 0 | 0 | 0 | 0 | 0 | 0 | OPG | 201606
Canadá | Scotford (Shell) | ATCO Power | ATCO Power | 53.7985 | -113.0943 | Strathcona County |  | Alberta | T8L 4A4 |  | 213 | 0 | Gas natural |  | 0 | 213 | 0 | 0 | 0 | 0 | 0 | 0 | 0 | 0 | 0 | 0 | Alberta Energy | 201606
Canadá | Meridian Cogeneration | TransAlta Ltd. / Husky Oil Ltd. | TransAlta Ltd. / Husky Oil Ltd. | 53.2593 | -109.9512 | Lloydminster |  | Saskatchewan |  |  | 210 | 0 | Gas natural |  | 0 | 210 | 0 | 0 | 0 | 0 | 0 | 0 | 0 | 0 | 0 | 0 | SaskPower | 201512
Canadá | Atikokan-G1 | Ontario Power Generation Inc | Ontario Power Generation Inc | 48.8381 | -91.5708 | Atikokan |  | Ontario |  |  | 205 | 205 | Biomasa | Biomasa | 0 | 0 | 0 | 0 | 0 | 0 | 0 | 0 | 0 | 0 | 205 | 0 | IESO Electricity Contracts | 201606
Canadá | Little Long | Ontario Power Generation | Ontario Power Generation | 50.0036 | -82.1649 | Mowbray Township |  | Ontario |  |  | 205 | 205 | Hidroeléctrica | Hidroeléctrica | 0 | 0 | 0 | 0 | 205 | 0 | 0 | 0 | 0 | 0 | 0 | 0 | OPG | 201606
Canadá | Rapide-Blanc | Hydro-Québec | Hydro-Québec | 47.7964 | -72.9735 | Saint-Maurice |  | Quebec |  |  | 204 | 204 | Hidroeléctrica | Hidroeléctrica | 0 | 0 | 0 | 0 | 204 | 0 | 0 | 0 | 0 | 0 | 0 | 0 | Hydro Québec | 201601
Canadá | Muskeg River | ATCO Power | ATCO Power | 57.2537 | -111.5064 | Wood Buffalo |  | Alberta |  |  | 202 | 0 | Gas natural |  | 0 | 202 | 0 | 0 | 0 | 0 | 0 | 0 | 0 | 0 | 0 | 0 | Alberta Energy | 201606
Canadá | Rivière du Moulin 2 |  |  | 47.997 | -71.056 |  |  | Quebec |  |  | 200 | 200 | Eólica | Eólica | 0 | 0 | 0 | 0 | 0 | 0 | 0 | 0 | 200 | 0 | 0 | 0 | CanWEA | 201512
Canadá | Shawinigan-2 | Hydro-Québec | Hydro-Québec | 46.5359 | -72.7673 | Saint-Maurice |  | Quebec |  |  | 200 | 200 | Hidroeléctrica | Hidroeléctrica | 0 | 0 | 0 | 0 | 200 | 0 | 0 | 0 | 0 | 0 | 0 | 0 | Hydro Québec | 201601
Canadá | Wuskwatim | Wuskwatim Power Ltd. | Manitoba Hydro | 55.5383 | -98.4938 | Burntwood River |  | Manitoba |  |  | 200 | 200 | Hidroeléctrica | Hidroeléctrica | 0 | 0 | 0 | 0 | 200 | 0 | 0 | 0 | 0 | 0 | 0 | 0 | MB Hydro | 201606
Canadá | Wolfe Island | Canadian Renewable Energy Corporation | Canadian Renewable Energy Corporation | 44.1732 | -76.4446 | Wolfe Island |  | Ontario |  |  | 197.8 | 197.8 | Eólica | Eólica | 0 | 0 | 0 | 0 | 0 | 0 | 0 | 0 | 197.8 | 0 | 0 | 0 | CanWEA | 201512
Canadá | Forrest Kerr | AltaGas |  | 56.7157 | -130.685 |  |  | British Columbia |  |  | 195 | 195 | Hidroeléctrica | Hidroeléctrica | 0 | 0 | 0 | 0 | 195 | 0 | 0 | 0 | 0 | 0 | 0 | 0 | AltaGas | 201512
Canadá | Shawinigan-3 | Hydro-Québec | Hydro-Québec | 46.5338 | -72.7656 | Saint-Maurice |  | Quebec |  |  | 194 | 194 | Hidroeléctrica | Hidroeléctrica | 0 | 0 | 0 | 0 | 194 | 0 | 0 | 0 | 0 | 0 | 0 | 0 | Hydro Québec | 201601
Canadá | Chats Falls / Chute-des-Chats | Ontario Power Generation Inc / Hydro Québec | Ontario Power Generation Inc | 45.4752 | -76.2382 | Outaouais |  | Ontario |  |  | 192 | 192 | Hidroeléctrica | Hidroeléctrica | 0 | 0 | 0 | 0 | 192 | 0 | 0 | 0 | 0 | 0 | 0 | 0 | OPG | 201606
Canadá | Prince | Brookfield Power | Brookfield Power | 46.6126 | -84.4792 | Sault Ste. Marie District |  | Ontario |  |  | 189 | 189 | Eólica | Eólica | 0 | 0 | 0 | 0 | 0 | 0 | 0 | 0 | 189 | 0 | 0 | 0 | CanWEA | 201512
Canadá | Coteau Creek | Saskatchewan Power Corporation | Saskatchewan Power Corporation | 51.2748 | -106.8736 | Nipawin |  | Saskatchewan |  |  | 186 | 186 | Hidroeléctrica | Hidroeléctrica | 0 | 0 | 0 | 0 | 186 | 0 | 0 | 0 | 0 | 0 | 0 | 0 | SaskPower | 201512
Canadá | Arrow Lakes | Columbia Power (50%)/ Columbia Basin Trust (50%) | Fortisbc | 49.343 | -117.7688 | Columbia River |  | British Columbia |  |  | 185 | 185 | Hidroeléctrica | Hidroeléctrica | 0 | 0 | 0 | 0 | 185 | 0 | 0 | 0 | 0 | 0 | 0 | 0 | Columbia Power | 201512
Canadá | Cardinal |  | Cardinal Power of Canada Ltd. Partnership | 44.7846 | -75.3779 | Cardinal |  | Ontario |  |  | 184 | 0 | Gas natural |  | 0 | 184 | 0 | 0 | 0 | 0 | 0 | 0 | 0 | 0 | 0 | 0 | IESO Capability Report | 201606
Canadá | Manic-1 | Hydro-Québec | Hydro-Québec | 49.1913 | -68.3294 | Manicouagan |  | Quebec |  |  | 184 | 184 | Hidroeléctrica | Hidroeléctrica | 0 | 0 | 0 | 0 | 184 | 0 | 0 | 0 | 0 | 0 | 0 | 0 | Hydro Québec | 201601
Canadá | Otter Rapids |  | Ontario Power Generation Inc | 50.1812 | -81.6373 | Cochrane |  | Ontario |  |  | 182 | 182 | Hidroeléctrica | Hidroeléctrica | 0 | 0 | 0 | 0 | 182 | 0 | 0 | 0 | 0 | 0 | 0 | 0 | OPG | 201606
Canadá | Stewartville |  | Ontario Power Generation Inc | 45.4071 | -76.5064 | Arnprior |  | Ontario |  |  | 182 | 182 | Hidroeléctrica | Hidroeléctrica | 0 | 0 | 0 | 0 | 182 | 0 | 0 | 0 | 0 | 0 | 0 | 0 | OPG | 201606
Canadá | Underwood | Enbridge Ontario Wind Power LP | Enbridge Ontario Wind Power LP | 44.3416 | -81.4533 | Bruce County |  | Ontario |  |  | 181.5 | 181.5 | Eólica | Eólica | 0 | 0 | 0 | 0 | 0 | 0 | 0 | 0 | 181.5 | 0 | 0 | 0 | CanWEA | 201512
Canadá | Armow |  |  | 44.2036 | -81.4601 |  |  | Ontario |  |  | 180 | 180 | Eólica | Eólica | 0 | 0 | 0 | 0 | 0 | 0 | 0 | 0 | 180 | 0 | 0 | 0 | CanWEA | 201512
Canadá | Bridge River 1 | BC Hydro | BC Hydro | 50.7299 | -122.24 | Bridge River |  | British Columbia |  |  | 180 | 180 | Hidroeléctrica | Hidroeléctrica | 0 | 0 | 0 | 0 | 180 | 0 | 0 | 0 | 0 | 0 | 0 | 0 | BC Hydro | 201606
Canadá | Long Lake | Nexen | Nexen | 56.4079 | -110.9491 | Anzac |  | Alberta |  |  | 180 | 0 | Gas natural |  | 0 | 180 | 0 | 0 | 0 | 0 | 0 | 0 | 0 | 0 | 0 | 0 | Alberta Energy | 201606
Canadá | Christina Lake | MEG Energy | MEG Energy | 55.665 | -110.7185 | Fort McMurray |  | Alberta |  |  | 179 | 0 | Gas natural |  | 0 | 179 | 0 | 0 | 0 | 0 | 0 | 0 | 0 | 0 | 0 | 0 | Alberta Energy | 201606
Canadá | Barrett Chute |  | Ontario Power Generation Inc | 45.2499 | -76.759 | Calabogie |  | Ontario |  |  | 176 | 176 | Hidroeléctrica | Hidroeléctrica | 0 | 0 | 0 | 0 | 176 | 0 | 0 | 0 | 0 | 0 | 0 | 0 | OPG | 201606
Canadá | Rapides-des-Îles | Hydro-Québec | Hydro-Québec | 47.5768 | -79.3546 | Outaouais |  | Quebec |  |  | 176 | 176 | Hidroeléctrica | Hidroeléctrica | 0 | 0 | 0 | 0 | 176 | 0 | 0 | 0 | 0 | 0 | 0 | 0 | Hydro Québec | 201601
Canadá | Sir Adam Beck Pump |  | Ontario Power Generation Inc | 43.1446 | -79.0599 | Niagara Falls |  | Ontario |  |  | 174 | 174 | Bombeo hidráulico | Bombeo hidráulico | 0 | 0 | 0 | 0 | 0 | 174 | 0 | 0 | 0 | 0 | 0 | 0 | OPG | 201606
Canadá | Point Tupper |  | Renewable Energy Services Ltd. | 45.587 | -61.3483 | Point Tupper |  | Nova Scotia | B9A 1Z4 | 4137 Industrial Park Rd | 154 | 0 | Carbón |  | 154 | 0 | 0 | 0 | 0 | 0 | 0 | 0 | 0 | 0 | 0 | 0 | NSPower | 201512
Canadá | Firebag 3 | Suncor | Suncor | 57.2417 | -110.8547 | Fort McMurray |  | Alberta |  |  | 170 | 0 | Gas natural |  | 0 | 170 | 0 | 0 | 0 | 0 | 0 | 0 | 0 | 0 | 0 | 0 | Alberta Energy | 201606
Canadá | Jordan River | BC Hydro | BC Hydro | 48.4297 | -124.0523 | Jordan River |  | British Columbia |  |  | 170 | 170 | Hidroeléctrica | Hidroeléctrica | 0 | 0 | 0 | 0 | 170 | 0 | 0 | 0 | 0 | 0 | 0 | 0 | BC Hydro | 201606
Canadá | Mountain Chute |  | Ontario Power Generation Inc | 45.1957 | -76.9074 | Ompah |  | Ontario |  |  | 170 | 170 | Hidroeléctrica | Hidroeléctrica | 0 | 0 | 0 | 0 | 170 | 0 | 0 | 0 | 0 | 0 | 0 | 0 | OPG | 201606
Canadá | Nabiye | Imperial Oil | Imperial Oil | 54.7265 | -110.3441 | Cold Lake |  | Alberta |  |  | 170 | 0 | Gas natural |  | 0 | 170 | 0 | 0 | 0 | 0 | 0 | 0 | 0 | 0 | 0 | 0 | Alberta Energy | 201606
Canadá | Mahkeses | Imperial Oil | Imperial Oil | 54.5838 | -110.3934 | Cold Lake |  | Alberta |  |  | 168 | 0 | Gas natural |  | 0 | 168 | 0 | 0 | 0 | 0 | 0 | 0 | 0 | 0 | 0 | 0 | Alberta Energy | 201606
Canadá | Comber East / West | Comber Wind Limited Partnership | Comber Wind Limited Partnership | 42.2195 | -82.5614 | Town Of Lakeshore |  | Ontario |  |  | 165.6 | 165.6 | Eólica | Eólica | 0 | 0 | 0 | 0 | 0 | 0 | 0 | 0 | 165.6 | 0 | 0 | 0 | CanWEA | 201512
Canadá | MacKay River | TransCanada | TransCanada | 57.0413 | -111.9055 | Wood Buffalo |  | Alberta |  |  | 165 | 0 | Gas natural |  | 0 | 165 | 0 | 0 | 0 | 0 | 0 | 0 | 0 | 0 | 0 | 0 | Alberta Energy | 201606
Canadá | Seven Sisters |  | Manitoba Hydro | 50.1204 | -96.0177 | Seven Sisters |  | Manitoba |  |  | 165 | 165 | Hidroeléctrica | Hidroeléctrica | 0 | 0 | 0 | 0 | 165 | 0 | 0 | 0 | 0 | 0 | 0 | 0 | MB Hydro | 201606
Canadá | Aubrey Falls | Brookfield | Brookfield | 46.9095 | -83.2129 | Aubrey Falls |  | Ontario |  |  | 162 | 162 | Hidroeléctrica | Hidroeléctrica | 0 | 0 | 0 | 0 | 162 | 0 | 0 | 0 | 0 | 0 | 0 | 0 | IESO Electricity Contracts | 201606
Canadá | Aurora | Syncrude | Syncrude | 57.298 | -111.506 | Mildred Lake |  | Alberta |  |  | 160 | 0 | Gas natural |  | 0 | 160 | 0 | 0 | 0 | 0 | 0 | 0 | 0 | 0 | 0 | 0 | Alberta Energy | 201606
Canadá | Firebag 4 | Suncor | Suncor | 57.2417 | -110.8569 | Fort McMurray |  | Alberta |  |  | 160 | 0 | Gas natural |  | 0 | 160 | 0 | 0 | 0 | 0 | 0 | 0 | 0 | 0 | 0 | 0 | Alberta Energy | 201606
Canadá | Cheakamus | BC Hydro | BC Hydro | 49.9337 | -123.291 | Cheakamus River |  | British Columbia |  |  | 158 | 158 | Hidroeléctrica | Hidroeléctrica | 0 | 0 | 0 | 0 | 158 | 0 | 0 | 0 | 0 | 0 | 0 | 0 | BC Hydro | 201606
Canadá | H R Milner |  | Maxim Power Corporation | 54.0071 | -119.1032 | Grande Cache |  | Alberta |  | Alberta 40 | 150 | 0 | Carbón |  | 150 | 0 | 0 | 0 | 0 | 0 | 0 | 0 | 0 | 0 | 0 | 0 | Milner Power | 201512
Canadá | Thunderbay G3 | Ontario Power Generation | Ontario Power Generation Inc | 48.3596 | -89.2217 | Thunder Bay |  | Ontario |  |  | 153 | 153 | Biomasa | Biomasa | 0 | 0 | 0 | 0 | 0 | 0 | 0 | 0 | 0 | 0 | 153 | 0 | IESO Capability Report | 201606
Canadá | Chelsea | Hydro-Québec | Hydro-Québec | 45.5125 | -75.7775 | Outaouais |  | Quebec |  |  | 152 | 152 | Hidroeléctrica | Hidroeléctrica | 0 | 0 | 0 | 0 | 152 | 0 | 0 | 0 | 0 | 0 | 0 | 0 | Hydro Québec | 201601
Canadá | Brandon |  | Manitoba Hydro | 49.8449 | -99.8902 | Brandon |  | Manitoba | R7A 7L2 |  | 385 | 0 | Gas natural |  | 105 | 280 | 0 | 0 | 0 | 0 | 0 | 0 | 0 | 0 | 0 | 0 | MB Hydro | 201606
Canadá | Kent Hills 1 / 2 | TransAlta (83%) / Natural Forces Technologies Inc. (17%) | TransAlta | 45.8194 | -64.8894 | Kent Hills |  | New Brunswick |  |  | 150 | 150 | Eólica | Eólica | 0 | 0 | 0 | 0 | 0 | 0 | 0 | 0 | 150 | 0 | 0 | 0 | CanWEA | 201512
Canadá | Massif du Sud | Enbridge (80%) / Edf Energies Nouvelles (20%) | Edf Energies Nouvelles / Enbridge | 46.5668 | -70.4849 | Saint-Luc-de-Bellechasse / Saint-Philemon / Notre-Dame-Auxiliatrice-de-Buckland / Saint-Magloire |  | Quebec |  |  | 150 | 150 | Eólica | Eólica | 0 | 0 | 0 | 0 | 0 | 0 | 0 | 0 | 150 | 0 | 0 | 0 | CanWEA | 201512
Canadá | Rivière du Moulin 1 | Edf Energies Nouvelless | Edf Energies Nouvelless | 47.9745 | -71.0996 | TNO Lac Pikauba |  | Quebec |  |  | 150 | 150 | Eólica | Eólica | 0 | 0 | 0 | 0 | 0 | 0 | 0 | 0 | 150 | 0 | 0 | 0 | CanWEA | 201512
Canadá | Sarcelle | Hydroelectric | Hydro-Québec | 52.6678 | -76.6326 | La Grande |  | Quebec |  |  | 150 | 150 | Hidroeléctrica | Hidroeléctrica | 0 | 0 | 0 | 0 | 150 | 0 | 0 | 0 | 0 | 0 | 0 | 0 | Hydro Québec | 201601
Canadá | Tufts Cove 2 |  | Nova Scotia Power Inc | 44.6753 | -63.5958 |  |  | Nova Scotia |  |  | 150 | 0 | Gas natural |  | 0 | 150 | 0 | 0 | 0 | 0 | 0 | 0 | 0 | 0 | 0 | 0 |  | 201512
Canadá | Centennial | Saskatchewan Power Corporation | Saskatchewan Power Corporation | 50.1621 | -107.4579 | Swift Current |  | Saskatchewan |  |  | 149.4 | 149.4 | Eólica | Eólica | 0 | 0 | 0 | 0 | 0 | 0 | 0 | 0 | 149.4 | 0 | 0 | 0 | CanWEA | 201512
Canadá | Halkirk | Capital Power | Capital Power | 52.2609 | -112.0271 | Halkrik |  | Alberta |  |  | 149.4 | 149.4 | Eólica | Eólica | 0 | 0 | 0 | 0 | 0 | 0 | 0 | 0 | 149.4 | 0 | 0 | 0 | CanWEA | 201512
Canadá | Jericho | Jericho Wind, LP | Jericho Wind, LP | 43.1333 | -81.8938 | Thedford |  | Ontario |  |  | 149 | 149 | Eólica | Eólica | 0 | 0 | 0 | 0 | 0 | 0 | 0 | 0 | 149 | 0 | 0 | 0 | CanWEA | 201512
Canadá | Grand Renewable Energy Park |  | Samsung / Pattern Energy | 42.8814 | -79.7879 | Cayuga |  | Ontario |  |  | 148.6 | 148.6 | Eólica | Eólica | 0 | 0 | 0 | 0 | 0 | 0 | 0 | 0 | 148.6 | 0 | 0 | 0 | CanWEA | 201512
Canadá | Chenaux | Ontario Power Generation | Ontario Power Generation | 45.5838 | -76.6738 | Horton |  | Ontario |  |  | 144 | 144 | Hidroeléctrica | Hidroeléctrica | 0 | 0 | 0 | 0 | 144 | 0 | 0 | 0 | 0 | 0 | 0 | 0 | OPG | 201606
Canadá | Decew Falls 2 |  | Ontario Power Generation Inc | 43.1189 | -79.2612 | St Catharines |  | Ontario |  |  | 144 | 144 | Hidroeléctrica | Hidroeléctrica | 0 | 0 | 0 | 0 | 144 | 0 | 0 | 0 | 0 | 0 | 0 | 0 | OPG | 201606
Canadá | Dokie | Alterra Power Corporation (51%) / GE Energy Financial Services ( | Dokie General Partnership | 55.8118 | -122.2474 | Chetwynd |  | British Columbia |  |  | 144 | 144 | Eólica | Eólica | 0 | 0 | 0 | 0 | 0 | 0 | 0 | 0 | 144 | 0 | 0 | 0 | CanWEA | 201512
Canadá | Pine Portage |  | Ontario Power Generation Inc | 49.3074 | -88.3103 | Thunder Bay |  | Ontario |  |  | 144 | 144 | Hidroeléctrica | Hidroeléctrica | 0 | 0 | 0 | 0 | 144 | 0 | 0 | 0 | 0 | 0 | 0 | 0 | OPG | 201606
Canadá | Cat Arm |  | Newfoundland Labrador Hydroelectric Corporation (Nalcor Energy) | 50.0275 | -56.7653 | Cat Arm River |  | Newfoundland and Labrador |  |  | 143.5 | 143.5 | Hidroeléctrica | Hidroeléctrica | 0 | 0 | 0 | 0 | 143.5 | 0 | 0 | 0 | 0 | 0 | 0 | 0 | NL Hydro | 201512
Canadá | Quality Wind | Capital Power | Capital Power | 55.1846 | -120.8547 | Tumbler Ridge |  | British Columbia |  |  | 142.2 | 142.2 | Eólica | Eólica | 0 | 0 | 0 | 0 | 0 | 0 | 0 | 0 | 142.2 | 0 | 0 | 0 | CanWEA | 201512
Canadá | Seigneurie de Beaupré 3 | Boralex Inc. / Gazmetro | Boralex Inc. / Gazmetro | 47.3317 | -70.8905 | TNO du Lac Jacques-Cartier |  | Quebec |  |  | 140.6 | 140.6 | Eólica | Eólica | 0 | 0 | 0 | 0 | 0 | 0 | 0 | 0 | 140.6 | 0 | 0 | 0 | CanWEA | 201512
Canadá | Destec - Kingston | Northland Power | Northland Power | 44.2098 | -76.7247 | Kingston |  | Ontario |  |  | 140 | 0 | Gas natural |  | 0 | 140 | 0 | 0 | 0 | 0 | 0 | 0 | 0 | 0 | 0 | 0 | IESO Capability Report | 201606
Canadá | Le Plateau 1 |  |  | 48.0503 | -67.4303 | Matapedia / L'Ascension-de-Patapedia |  | Quebec |  |  | 138.6 | 138.6 | Eólica | Eólica | 0 | 0 | 0 | 0 | 0 | 0 | 0 | 0 | 138.6 | 0 | 0 | 0 | CanWEA | 201512
Canadá | St. Joseph | Pattern Energy | Manitoba Hydro | 49.1345 | -97.4205 | Montcalm |  | Manitoba |  |  | 138 | 138 | Eólica | Eólica | 0 | 0 | 0 | 0 | 0 | 0 | 0 | 0 | 138 | 0 | 0 | 0 | CanWEA | 201512
Canadá | Yellowhead | Saskatchewan Power Corporation | Saskatchewan Power Corporation | 52.7234 | -108.2318 | North Battleford |  | Saskatchewan |  |  | 138 | 0 | Gas natural |  | 0 | 138 | 0 | 0 | 0 | 0 | 0 | 0 | 0 | 0 | 0 | 0 | SaskPower | 201512
Canadá | Des Moulins I |  |  | 46.1637 | -71.3546 | St-Jean-de-Brebeuf / Kinnear's Mills / Thetford Mines |  | Quebec |  |  | 135.7 | 135.7 | Eólica | Eólica | 0 | 0 | 0 | 0 | 0 | 0 | 0 | 0 | 135.7 | 0 | 0 | 0 | CanWEA | 201512
Canadá | Corner Brook Mill |  | Kruger | 48.9561 | -57.9496 | Corner Brook |  | Newfoundland and Labrador | A2H 6B9 | Mill Road | 135 | 135 | Hidroeléctrica | Hidroeléctrica | 0 | 0 | 0 | 0 | 135 | 0 | 0 | 0 | 0 | 0 | 0 | 0 | Kruger | 201512
Canadá | Jardin d'Éole | Northland Power Inc. | Northland Power Inc. | 48.7355 | -67.6658 | Saint-Ulric / Saint-Leandre |  | Quebec |  |  | 133.3 | 133.3 | Eólica | Eólica | 0 | 0 | 0 | 0 | 0 | 0 | 0 | 0 | 133.3 | 0 | 0 | 0 | CanWEA | 201512
Canadá | Burnside |  | Nova Scotia Power Inc | 44.713 | -63.6115 |  |  | Nova Scotia |  |  | 132 | 0 | Petróleo |  | 0 | 0 | 132 | 0 | 0 | 0 | 0 | 0 | 0 | 0 | 0 | 0 | Statistics Canada | 2000
Canadá | Melancthon II | Canadian Hydro Developers Inc. | Canadian Hydro Developers Inc. | 44.085 | -80.2887 | Townships Of Amaranth And Melancthon Near The Town Of Shelburne |  | Ontario |  |  | 132 | 132 | Eólica | Eólica | 0 | 0 | 0 | 0 | 0 | 0 | 0 | 0 | 132 | 0 | 0 | 0 | CanWEA | 201512
Canadá | Seigneurie de Beaupré 2 | Boralex Inc. / Gazmetro | Boralex Inc. / Gazmetro | 47.3715 | -70.8698 | TNO du Lac Jacques-Cartier |  | Quebec |  |  | 131.2 | 131.2 | Eólica | Eólica | 0 | 0 | 0 | 0 | 0 | 0 | 0 | 0 | 131.2 | 0 | 0 | 0 | CanWEA | 201512
Canadá | Iroquois Falls |  | Northland Power Inc. | 48.7692 | -80.6666 | Iroquois Falls |  | Ontario |  |  | 131 | 0 | Gas natural |  | 0 | 131 | 0 | 0 | 0 | 0 | 0 | 0 | 0 | 0 | 0 | 0 | IESO Capability Report | 201606
Canadá | La Gabelle | Hydro-Québec | Hydro-Québec | 46.4491 | -72.7393 | Saint-Maurice |  | Quebec |  |  | 131 | 131 | Hidroeléctrica | Hidroeléctrica | 0 | 0 | 0 | 0 | 131 | 0 | 0 | 0 | 0 | 0 | 0 | 0 | Hydro Québec | 201601
Canadá | Première-Chute | Hydro-Québec | Hydro-Québec | 47.6007 | -79.4524 | Outaouais |  | Quebec |  |  | 131 | 131 | Hidroeléctrica | Hidroeléctrica | 0 | 0 | 0 | 0 | 131 | 0 | 0 | 0 | 0 | 0 | 0 | 0 | Hydro Québec | 201601
Canadá | Deer Lake |  | Deer Lake Power - A Division of Kruger Energy | 49.1699 | -57.4363 | Grand Lake |  | Newfoundland and Labrador |  |  | 129 | 129 | Hidroeléctrica | Hidroeléctrica | 0 | 0 | 0 | 0 | 129 | 0 | 0 | 0 | 0 | 0 | 0 | 0 | Kruger Energy | 201512
Canadá | Great Falls |  | Manitoba Hydro | 50.4616 | -96.0095 | Alexander |  | Manitoba |  |  | 129 | 129 | Hidroeléctrica | Hidroeléctrica | 0 | 0 | 0 | 0 | 129 | 0 | 0 | 0 | 0 | 0 | 0 | 0 | MB Hydro | 201606
Canadá | Jenpeg |  | Manitoba Hydro | 54.5432 | -98.0282 | Jenpeg |  | Manitoba |  |  | 129 | 129 | Hidroeléctrica | Hidroeléctrica | 0 | 0 | 0 | 0 | 129 | 0 | 0 | 0 | 0 | 0 | 0 | 0 | MB Hydro | 201606
Canadá | West Windsor | Tractebel Canada Inc |  | 42.2807 | -83.0876 | Windsor |  | Ontario |  |  | 128 | 0 | Gas natural |  | 0 | 128 | 0 | 0 | 0 | 0 | 0 | 0 | 0 | 0 | 0 | 0 | IESO Capability Report | 201606
Canadá | John Hart | BC Hydro | BC Hydro | 50.044 | -125.3109 | Campbell River |  | British Columbia |  |  | 126 | 126 | Hidroeléctrica | Hidroeléctrica | 0 | 0 | 0 | 0 | 126 | 0 | 0 | 0 | 0 | 0 | 0 | 0 | BC Hydro | 201606
Canadá | AlPac Boyle | APF Athabasca | APF Athabasca | 54.5846 | -112.8027 | Boyle |  | Alberta | T0A 0M0 | Range Road | 125 | 125 | Biomasa | Biomasa | 0 | 0 | 0 | 0 | 0 | 0 | 0 | 0 | 0 | 0 | 125 | 0 | Alberta Energy | 201606
Canadá | Selkirk |  | Manitoba Hydro | 50.1344 | -96.8518 | Selkrik |  | Manitoba |  |  | 125 | 0 | Gas natural |  | 0 | 125 | 0 | 0 | 0 | 0 | 0 | 0 | 0 | 0 | 0 | 0 | MB Hydro | 201606
Canadá | Summerhaven | Summerhaven Wind, LP | Summerhaven Wind, LP | 42.8734 | -79.9602 | Nanticoke |  | Ontario |  |  | 124.4 | 124.4 | Eólica | Eólica | 0 | 0 | 0 | 0 | 0 | 0 | 0 | 0 | 124.4 | 0 | 0 | 0 | CanWEA | 201512
Canadá | East Toba |  | Toba Montrose General Partnership | 50.676 | -123.9614 | Powell River |  | British Columbia |  |  | 123 | 123 | Hidroeléctrica | Hidroeléctrica | 0 | 0 | 0 | 0 | 123 | 0 | 0 | 0 | 0 | 0 | 0 | 0 | BC Hydro | 201512
Canadá | TransAlta Douglas | TransAlta | TransAlta | 43.6987 | -79.6434 | Mississauga |  | Ontario | L4T 4J5 | 2740 Derry Rd E | 122 | 0 | Gas natural |  | 0 | 122 | 0 | 0 | 0 | 0 | 0 | 0 | 0 | 0 | 0 | 0 | IESO Capability Report | 201606
Canadá | St. Léon 1 / 2 | Algonquin Power | Algonquin Power | 49.3472 | -98.6345 | St Leon |  | Manitoba |  |  | 120.5 | 120.5 | Eólica | Eólica | 0 | 0 | 0 | 0 | 0 | 0 | 0 | 0 | 120.5 | 0 | 0 | 0 | CanWEA | 201512
Canadá | Balzac | Encana/Nexen | Encana/Nexen | 51.1912 | -113.9424 | Balzac |  | Alberta |  |  | 120 | 0 | Gas natural |  | 0 | 120 | 0 | 0 | 0 | 0 | 0 | 0 | 0 | 0 | 0 | 0 | Alberta Energy | 201606
Canadá | Bighorn | TransAlta | TransAlta | 52.3081 | -116.3245 | Nordegg |  | Alberta |  |  | 120 | 120 | Hidroeléctrica | Hidroeléctrica | 0 | 0 | 0 | 0 | 120 | 0 | 0 | 0 | 0 | 0 | 0 | 0 | TransAlta | 201512
Canadá | Brilliant Expansion 1 | Columbia Power (50%)/ Columbia Basin Trust (50%) | Columbia Power/Fortisbc | 49.3231 | -117.6198 | Castlegar |  | British Columbia |  |  | 120 | 120 | Hidroeléctrica | Hidroeléctrica | 0 | 0 | 0 | 0 | 120 | 0 | 0 | 0 | 0 | 0 | 0 | 0 | Columbia Power | 201512
Canadá | Cavalier | Encana | Encana | 51.0056 | -113.1716 | Strathmore |  | Alberta |  |  | 120 | 0 | Gas natural |  | 0 | 120 | 0 | 0 | 0 | 0 | 0 | 0 | 0 | 0 | 0 | 0 | Alberta Energy | 201606
Canadá | Crossfield Energy Centre | Enmax Energy Corporation | Enmax Energy Corporation | 51.3972 | -114.0147 | Crossfield |  | Alberta | T0M 0S0 | Hwy 2A | 120 | 0 | Gas natural |  | 0 | 120 | 0 | 0 | 0 | 0 | 0 | 0 | 0 | 0 | 0 | 0 | Alberta Energy | 201606
Canadá | Fort Saskatchewan | DOW Canada Teal (TransAlta) | DOW Canada Teal (TransAlta) | 53.7459 | -113.1368 | Fort Saskatchewan |  | Alberta |  |  | 120 | 0 | Gas natural |  | 0 | 120 | 0 | 0 | 0 | 0 | 0 | 0 | 0 | 0 | 0 | 0 | Alberta Energy | 201606
Canadá | McMahon Cogeneration | Spectra Energy (50%) / ATCO Pwer (50%) | Wescup | 56.1447 | -120.6686 | Taylor |  | British Columbia |  | 0 - 35 Alaska Highway Highway | 120 | 0 | Gas natural |  | 0 | 120 | 0 | 0 | 0 | 0 | 0 | 0 | 0 | 0 | 0 | 0 | ATCO Power | 201512
Canadá | Masson | Énergie La Lièvre, Sec/Énergie Brookfield Inc. | Énergie La Lièvre, Sec/Énergie Brookfield Inc. | 45.5432 | -75.4203 | Gatineau |  | Quebec |  |  | 119.4 | 119.4 | Hidroeléctrica | Hidroeléctrica | 0 | 0 | 0 | 0 | 119.4 | 0 | 0 | 0 | 0 | 0 | 0 | 0 | MERN | 201606
Canadá | Fort Saskatchewan (TransAlta) | TransAlta (30%) / Strongwater Energy Ltd. (70%) | TransAlta | 53.736 | -113.1734 | Fort Saskatchewan |  | Alberta |  |  | 118 | 0 | Gas natural |  | 0 | 118 | 0 | 0 | 0 | 0 | 0 | 0 | 0 | 0 | 0 | 0 |  | 201512
Canadá | Kirkland G1-G5 |  | Northland Power Inc. | 48.135 | -80.0405 | Kirkland Lake |  | Ontario |  |  | 117 | 0 | Gas natural |  | 0 | 117 | 0 | 0 | 0 | 0 | 0 | 0 | 0 | 0 | 0 | 0 | IESO Capability Report | 201606
Canadá | High Falls (Lièvre) | Énergie La Lièvre, Sec/Énergie Brookfield Inc. | Énergie La Lièvre, Sec/Énergie Brookfield Inc. | 45.8396 | -75.6456 | Bowman |  | Quebec |  |  | 114.1 | 114.1 | Hidroeléctrica | Hidroeléctrica | 0 | 0 | 0 | 0 | 114.1 | 0 | 0 | 0 | 0 | 0 | 0 | 0 | MERN | 201606
Canadá | Beechwood |  | Nb Power Corporation | 46.5428 | -67.6687 | St John River |  | New Brunswick |  |  | 113 | 113 | Hidroeléctrica | Hidroeléctrica | 0 | 0 | 0 | 0 | 113 | 0 | 0 | 0 | 0 | 0 | 0 | 0 | NB Power | 201512
Canadá | Les Cèdres | Hydro-Québec | Hydro-Québec | 45.3089 | -74.0273 | St. Lawrence River |  | Quebec |  |  | 113 | 113 | Hidroeléctrica | Hidroeléctrica | 0 | 0 | 0 | 0 | 113 | 0 | 0 | 0 | 0 | 0 | 0 | 0 | Hydro Québec | 201601
Canadá | Howe Sound Pulp & Paper Corporation |  | Howe Sound Pulp & Paper Corporation | 49.522 | -123.4862 | Port Mellon |  | British Columbia |  | 3838 Port Mellon Highway | 112 | 112 | Biomasa | Biomasa | 0 | 0 | 0 | 0 | 0 | 0 | 0 | 0 | 0 | 0 | 112 | 0 | Canadian Bioenergy Association | 201512
Canadá | Gros-Morne II | Innergex Inc. (38%) / TransCanada (42%) |  | 49.2202 | -65.4207 | Sainte-Madeleine-de-la-Riviere-Madeleine |  | Quebec |  |  | 111 | 111 | Eólica | Eólica | 0 | 0 | 0 | 0 | 0 | 0 | 0 | 0 | 111 | 0 | 0 | 0 | CanWEA | 201512
Canadá | Island Falls (Sk) | Saskatchewan Power Corporation | Saskatchewan Power Corporation | 55.5284 | -102.3561 | Island Falls |  | Saskatchewan |  |  | 111 | 111 | Hidroeléctrica | Hidroeléctrica | 0 | 0 | 0 | 0 | 111 | 0 | 0 | 0 | 0 | 0 | 0 | 0 | SaskPower | 201512
Canadá | Lake Superior |  | Brookfield Renewable Energy Partners | 46.5158 | -84.3689 | Sault Ste Marie |  | Ontario |  |  | 110 | 0 | Gas natural |  | 0 | 110 | 0 | 0 | 0 | 0 | 0 | 0 | 0 | 0 | 0 | 0 | IESO Capability Report | 201606
Canadá | Ste Rose |  | New Brunswick Power Corporation | 47.6288 | -64.9167 |  |  | New Brunswick |  |  | 109.6 | 0 | Petróleo |  | 0 | 0 | 109.6 | 0 | 0 | 0 | 0 | 0 | 0 | 0 | 0 | 0 |  | 201512
Canadá | Baie-des-Sables | TransCanada Wind (72%) / Innergex Inc. (38%) | TransCanada Wind & Innergex Inc. | 48.7066 | -67.8841 | Baie-des-Sables |  | Quebec |  |  | 109.5 | 109.5 | Eólica | Eólica | 0 | 0 | 0 | 0 | 0 | 0 | 0 | 0 | 109.5 | 0 | 0 | 0 | CanWEA | 201512
Canadá | Carleton | Innergex Inc. (38%) |  | 48.2065 | -66.139 | Carleton-sur-Mer |  | Quebec |  |  | 109.5 | 109.5 | Eólica | Eólica | 0 | 0 | 0 | 0 | 0 | 0 | 0 | 0 | 109.5 | 0 | 0 | 0 | CanWEA | 201512
Canadá | Charlottetown | Maritime Electric Co Ltd. | Maritime Electric Co Ltd. | 46.2383 | -63.1182 | Charlottetown |  | Prince Edward Island |  |  | 109 | 0 | Petróleo |  | 0 | 0 | 109 | 0 | 0 | 0 | 0 | 0 | 0 | 0 | 0 | 0 |  | 201512
Canadá | Ruskin | BC Hydro | BC Hydro | 49.195 | -122.4083 | Hayward Lake |  | British Columbia |  |  | 105 | 105 | Hidroeléctrica | Hidroeléctrica | 0 | 0 | 0 | 0 | 105 | 0 | 0 | 0 | 0 | 0 | 0 | 0 | BC Hydro | 201606
Canadá | Port Dover / Nanticoke | Capital Power (PDN) L.P. | Capital Power (PDN) L.P. | 42.8392 | -80.0274 | Walpole |  | Ontario |  |  | 104.4 | 104.4 | Eólica | Eólica | 0 | 0 | 0 | 0 | 0 | 0 | 0 | 0 | 104.4 | 0 | 0 | 0 | CanWEA | 201512
Canadá | Firebag | Suncor | Suncor | 57.2356 | -110.85 | Fort McMurray |  | Alberta |  |  | 104 | 0 | Gas natural |  | 0 | 104 | 0 | 0 | 0 | 0 | 0 | 0 | 0 | 0 | 0 | 0 | Alberta Energy | 201606
Canadá | Rapides-Farmer | Hydro-Québec | Hydro-Québec | 45.4989 | -75.7632 | Outaouais |  | Quebec |  |  | 104 | 104 | Hidroeléctrica | Hidroeléctrica | 0 | 0 | 0 | 0 | 104 | 0 | 0 | 0 | 0 | 0 | 0 | 0 | Hydro Québec | 201601
Canadá | Horizon (CNRL) | CNRL Horizon | CNRL Horizon | 57.3393 | -111.7578 | Fort McMurray |  | Alberta |  |  | 103 | 0 | Gas natural |  | 0 | 103 | 0 | 0 | 0 | 0 | 0 | 0 | 0 | 0 | 0 | 0 | Alberta Energy | 201606
Canadá | Rapides-des-Quinze | Hydro-Québec | Hydro-Québec | 47.5906 | -79.2944 | Outaouais |  | Quebec |  |  | 103 | 103 | Hidroeléctrica | Hidroeléctrica | 0 | 0 | 0 | 0 | 103 | 0 | 0 | 0 | 0 | 0 | 0 | 0 | Hydro Québec | 201601
Canadá | Spray | TransAlta | TransAlta | 51.0745 | -115.4024 | Canmore |  | Alberta |  |  | 103 | 103 | Hidroeléctrica | Hidroeléctrica | 0 | 0 | 0 | 0 | 103 | 0 | 0 | 0 | 0 | 0 | 0 | 0 | TransAlta | 201512
Canadá | Goshen | Goshen Wind, LP | Goshen Wind, LP | 43.2986 | -81.6144 | Dashwood |  | Ontario |  |  | 102.4 | 102.4 | Eólica | Eólica | 0 | 0 | 0 | 0 | 0 | 0 | 0 | 0 | 102.4 | 0 | 0 | 0 | CanWEA | 201512
Canadá | Bear Mountain | Bear Mountain Wind LP | AltaGas Ltd. | 55.7041 | -120.4264 | Dawson Creek |  | British Columbia |  |  | 102 | 102 | Eólica | Eólica | 0 | 0 | 0 | 0 | 0 | 0 | 0 | 0 | 102 | 0 | 0 | 0 | CanWEA | 201512
Canadá | South Canoe |  | South Canoe Wind | 44.7668 | -64.335 |  |  | Nova Scotia |  |  | 102 | 102 | Eólica | Eólica | 0 | 0 | 0 | 0 | 0 | 0 | 0 | 0 | 102 | 0 | 0 | 0 | CanWEA | 201512
Canadá | Chatham | Kruger Energy Chatham LP | Kruger Energy Chatham LP | 42.2102 | -82.3038 | Municipality Of Chatham-Kent |  | Ontario |  |  | 101.2 | 101.2 | Eólica | Eólica | 0 | 0 | 0 | 0 | 0 | 0 | 0 | 0 | 101.2 | 0 | 0 | 0 | CanWEA | 201512
Canadá | Montérégie |  |  | 45.2748 | -73.5774 | Saint-Mathieu / Saint-Isidore / Saint-Remi / Saint-Michel / Saint-Constant / Mercier |  | Quebec |  |  | 101.2 | 101.2 | Eólica | Eólica | 0 | 0 | 0 | 0 | 0 | 0 | 0 | 0 | 101.2 | 0 | 0 | 0 | CanWEA | 201512
Canadá | Port Alma | Kruger Energy Port Alma LP | Kruger Energy Port Alma LP | 42.1839 | -82.2851 | Port Alma |  | Ontario |  |  | 101.2 | 101.2 | Eólica | Eólica | 0 | 0 | 0 | 0 | 0 | 0 | 0 | 0 | 101.2 | 0 | 0 | 0 | CanWEA | 201512
Canadá | Vent du Kempt |  |  | 48.3172 | -67.1408 | Causapscal / Sainte-Marguerite-Marie / Sainte-Florence |  | Quebec |  |  | 101.1 | 101.1 | Eólica | Eólica | 0 | 0 | 0 | 0 | 0 | 0 | 0 | 0 | 101.1 | 0 | 0 | 0 | CanWEA | 201512
Canadá | Gros-Morne I | Innergex Inc. (38%) / TransCanada (42%) |  | 49.181 | -65.4615 | Saint-Maxime-du Mont-Louis |  | Quebec |  |  | 100.5 | 100.5 | Eólica | Eólica | 0 | 0 | 0 | 0 | 0 | 0 | 0 | 0 | 100.5 | 0 | 0 | 0 | CanWEA | 201512
Canadá | L'Anse-à-Valleau | Innergex Inc. (38%) / TransCanada (42%) |  | 49.0812 | -64.6283 | Gaspe |  | Quebec |  |  | 100.5 | 100.5 | Eólica | Eólica | 0 | 0 | 0 | 0 | 0 | 0 | 0 | 0 | 100.5 | 0 | 0 | 0 | CanWEA | 201512
Canadá | Mont Louis | Northland Power | Northland Power | 49.1818 | -65.6502 | Saint-Maxime-du Mont-Louis |  | Quebec |  |  | 100.5 | 100.5 | Eólica | Eólica | 0 | 0 | 0 | 0 | 0 | 0 | 0 | 0 | 100.5 | 0 | 0 | 0 | CanWEA | 201512
Canadá | Cedar Point | Cedar Point II Limited Partnership | Cedar Point II Limited Partnership | 43.0828 | -82.0528 | Forest |  | Ontario |  |  | 100 | 100 | Eólica | Eólica | 0 | 0 | 0 | 0 | 0 | 0 | 0 | 0 | 100 | 0 | 0 | 0 | CanWEA | 201512
Canadá | De l'Érable |  |  | 46.1059 | -71.6839 | Ste-Sophie-d'Halifax |  | Quebec |  |  | 100 | 100 | Eólica | Eólica | 0 | 0 | 0 | 0 | 0 | 0 | 0 | 0 | 100 | 0 | 0 | 0 | CanWEA | 201512
Canadá | Grand Renewable Energy Park |  | Samsung / Pattern Energy | 42.8883 | -79.819 | Haldimand |  | Ontario |  |  | 100 | 100 | Solar | Solar | 0 | 0 | 0 | 0 | 0 | 0 | 0 | 100 | 0 | 0 | 0 | 0 | IESO Capability Report | 201606
Canadá | Sol-Luce Kingston | Samsung | Samsung | 44.3118 | -76.6511 |  |  | Ontario |  |  | 100 | 100 | Solar | Solar | 0 | 0 | 0 | 0 | 0 | 0 | 0 | 100 | 0 | 0 | 0 | 0 | IESO Capability Report | 201606
Canadá | Zellstoff Celgar Mill | Mercer International Group | Zellstoff Celgar Ltd. Partnership | 49.3361 | -117.7275 | Castlegar |  | British Columbia |  |  | 100 | 100 | Biomasa | Biomasa | 0 | 0 | 0 | 0 | 0 | 0 | 0 | 0 | 0 | 0 | 100 | 0 | Mercer International Group | 201512